## Cover
Applying the EPBD to improve the Energy Performance Requirements to Existing Buildings – ENPER-EXIST
ENPER-EXIST
|  | WP3 | Existing building stock knowledge
|  | Version: | Final draft
|  | Date: | November 2006
|  | Editors: | Kim B. Wittchen & Kirsten Engelund Thomsen (SBi)
|  | Authors: | Geert Bouvenaghel, Heike Erhorn-Kluttig, Kim B. Wittchen, Kirsten Engelund Thomsen, Rofaïda Lahrech, Mat Santamouris, Gerelle van Cruchten
Enter

## Introduction
ENPER-EXIST - WP 3 "Building Stock Knowledge"
ENPER-EXIST is an EIE project started January 2005. The full title is "Applying the EPBD to improve the Energy Performance Requirements to Existing buildings".
Jump to:
Objectives of the work package
How to use the spreadsheet
ENPER-EXIST partners
Objectives of the work package
How to use the spreadsheet
The objectives of WP 3 is:
To make a survey of the European existing building stock to get better knowledge of the possible potential of energy savings. Existing heating and electricity demands and future savings will be calculated and recommendations, in which categories of buildings the highest potentials are, will be given. Furthermore proposals how to gain improved knowledge of the existing building stock using certification schemes will be given.
Tasks:
3.1. A survey of the data available regarding existing building stock in each member state (MS) will be carried out. A questionnaire will be send around to all MS in order to get a sound view of their knowledge of the building stock. When available the energy demands divided in heating and electricity will be collected. A comparison of the level of data available in each member states and of the approach chosen to get it will be written.
ENPER EXIST will develop enquiries regarding the whole building stock (including all building types). ENPER EXIST will work on a wide basis but will not go deep in the details for each sector. The other EIE projects deals with specific building categories (they have a more narrow approach) but they will enter more in the details.
ENPER EXIST could take profit of other projects results (eg EPLABEL and EPA-NR) especially in order to get more details information regarding specific building categories.
3.2. Analyse how decision made regarding regulations are based on this information.
Enquiry of decision makers on how decisions regarding measures for existing buildings are based on the available data. A comparison of the approaches of the different member states will be realised. This comparison will be presented to representative of the member states.
3.3. In this subtask a synthesis of the knowledge of existing building stock in Europe will be made. A study will be performed to identify in which category of buildings the highest potentials of savings are. This will lead to guidelines for future requirements for the existing building stock. It will also include a proposal on how to gain improved knowledge of the building stock from the certification schemes.
The leader of the work package (SBi) has in charge the management of the work package, each partner involved in the work package is expected to give inputs to this WP and must carry out the task related to the national approach of the members states that he/she is in charge and the link with others projects.
The different worksheets contain the following informations:
Every sheet contains several navigational buttons. One button is found at all sheets, the Content button, which will retur the user to the table of content sheet. At the top of most sheets there is a table of content for the current sheet, which holds hyperlinks to different topocs in the current sheet. These links will be kept at a fixed position at the top of the screen, always available to change the focus.
Introduction
Objectives of the workpackage. In this worksheet is described the purpose of WP 3 "Building Stock Knowledge".
How to use the spreadsheet. In this sheet is shortly described the content of each of the other worksheets.
Content
In this worksheet is a list of the contents with links to the other worksheets. Just press the buttom on the text and you will move to the actual sheet. In some cases you will have to go to the atual country which you like informations about.
References
In this sheet you find the references/sources for the different infomations country by country.
wwwSources
In this sheet you find the Web sources describing xxx
Other
Results from other EU projects
Overview.
A survey of the data available regarding existing building stock in each member state (MS) has been started and carried out for some countries. There is a description of which data is available and if any then also of the reference.
All the EU-countries one by one
For each country in Europe is gatherd information about information available about:
-
-
-
-
Summary
In this sheet is all the information gathered as a summary
Graphics
In this sheet is a graphic presentation of all the figures mentioned in the summary
Content

## Partners
ENPER-EXIST - Project Partners
Organisation | Short | Country
ENPER-EXIST
Centre Scientifique et Technique du Bâtiment, co-ordinator | CSTB | France
Netherlands Organisation for Applied Scientific Reserach | TNO | The Netherlands
Fraunhofer Institute for Building Physics | FhG-IBP | Germany
National and Kapodistrian University of Athens | NKUA | Greece
Danish Building Research Institute | SBi | Denmark
Belgian Building Reserach Institute | BBRI | Belgium
EBM-consult | EBM | The Netherlands
Energy for Sustainable Development Ltd | ESD | United Kingdoms
Content

## Content
| Table of content | Austria | Belgium | Cech rep. | Cyprus | Germany | Denmark | Spain | Estonia | Finland | France | Greece | Hungary | Ireland | Italy | Liutuenia | Luxemburg | Latvia | Malta | Netherlands | Poland | Portugal | Sweden | Slovakia | Slovenia | United Kingdoms
1 | Introduction
1.1 | Project partners
2 | Overview of pre-questionnaires by MS
2.1 | Answers from pre-questionnaires for each MS >>> | at | be | cs | cy | de | dk | es | et | fi | fr | gr | hu | ie | it | lt | lu | lv | mt | nl | pl | pt | se | sk | sl | uk
3 | Summary of answers for EU
3.1 | Graphic presentation of EU summary
4 | Energy consumption, overview
4.1 | Heating, by MS >>> | at | be | cs | cy | de | dk | es | et | fi | fr | gr | hu | ie | it | lt | lu | lv | mt | nl | pl | pt | se | sk | sl | uk
4.2 | Ventilation, by MS >>> | at | be | cs | cy | de | dk | es | et | fi | fr | gr | hu | ie | it | lt | lu | lv | mt | nl | pl | pt | se | sk | sl | uk
5 | Results from other EU-projects
6 | Other investigations of the energy saving potential
7 | Web sources for information from the MS and EU
Answers from questionnaire to project partners
Existing building stock knowledge
National energy saving sources
Information for new building codes
How to use the spreadsheet >>> Introduction

## PPQ
The main purpose with this questionnaire is to collect information about:
- Energy consumption for heating and ventilation
- Results from national projects concerning estimated energy savings potential
- Relevant www-sources concerning building stock knowledge and energy issues
- Results and information from other projects e.g. EU/IEA projects concerning building stock knowledge and energy saving potential
- Results from national investigations of:
1) on which data are decisions regarding building regulations based and
2) which data are decision-makers missing.
Content

## BuildingStockKnowledge
|  | See answers from: |  | be
de
dk
fr
gr
nl
|  | Building stock characteristics |  |  |  | Energy consumption |  |  |  |  | Potential energy savings
|  | number of 1000*buildings | area * 1000 m² | % of total area | Information source | Heating [kWh/m²] | Cooling [kWh/m²] | Domestic hot water [kWh/m²] | Electricity [kWh/m²] | Information source | Savings [PJ] | Information source
be | Residential
| Single family houses | 1288 | N/A |  | statbel.fgov.be
| Attached houses | 716 | N/A |  | idem
| Row houses | 974 | N/A |  | idem
| Multi family houses | 131 | N/A |  | idem
Other
| unknown single family house | 20 |  |  | statbel.fgov.be
| caravanne | 7 |  |  | statbel.fgov.be
| other undefined house | 16 |  |  | statbel.fgov.be
| unknown type | 25 |  |  | statbel.fgov.be
| Total residential | 4227
Non residential
| Offices | N/A | N/A
| Education | N/A | N/A
| Hospitals/health care | N/A | N/A
| Hotels/restaurents | N/A | N/A
| Farm houses | N/A | N/A
| Factories/workshops | N/A | N/A
Other
Total non-residential
statbel.fgov.be
idem
de | Residential
| Single family houses | [5 empty] | 0
| Attached houses | 13971 | 1872114 | 54 | 1 + 2 | 195 | 0 | - | 27 | 5
| Row houses | [5 empty] | 0
| Multi family houses | 3006 | 1599192 | 46 | 1 + 2 | 175 | 0 | - | 27 | 5
Other
| hostels + other buildings that include residential areas | 442 | N/A |  | 2 | N/A
| Total residential | 17419 | 3471306 |  |  | 186 |  |  | 27
Non residential
| Offices | 678 | 338800 | 36% | 3 + 2 | 120 | 0 |  | 25 | 4
| Education | 40 | 144500 | 16% | 3 + 2 | 160 | 0 |  | 16 | 4
| Hospitals/health care | 31 | 93800 | 10% | 3 + 2 | 22880 | 0 |  | 5100 | 5
| Hotels/restaurents | 11 | 37300 | 4% | 3 + 2 | 222 | 0 |  | 84 | 4
| Farm houses | N/A | N/A |  |  | 372 | 0 |  | 62 | 4
| Factories/workshops | 793 | 313200 | 34% | 3 + 2 | 170 | 0 |  | 45 | 4
Other
| Swimming halls |  |  |  |  | 2223 |  |  | 597 | 4
| Total non-residential | 1553 | 926600
| 1 | Reiß, J. and Erhorn, H.: Stand und Tendenzen der Neubautätigkeit in Deutschland - Analyse und Ent-wicklung energierelevanter Gebäudekenndaten". gi - Gesundheits-Ingenieur 115 (1994), Heft 5, Seite 233-246.
| 2 | Clausnitzer, D.: Potenzial and Fachleuten zur Umsetzung der GebäudeRL. Bremer Energie Institut ITB, 2005.
| 3 | Gierga, M. and Erhorn, H.: Bestand und Typologie beheizter Nichtwohngebäude in Westdeutschland. IKARUS-Bericht 5-14. Forschungszentrum Jülich GmbH, Jülich (1994).
| 4 | Richtlinie zur Ermittlung von Vergleichswerten für den Energieverbrauch von Nichtwohngebäuden im Rahmen des Feldversuchs der Deutschen Energie-Agentur. Herausgeber: Bundesministerium für Ver-kehr, Bau- und Wohnungswesen. Berlin (2005)
| 5 | VDI-Richtlinie 3807-2: Energieverbrauchskennwerte für Gebäude. Heizenergie- und Strom-verbrauchskennwerte. Beuth-Verlag, Berlin (1998).
dk | Residential
| Single family houses | 1064 | 151219 | 49.8 | BBR | 107 |  |  | 43 | EM | 13478 | SBi 057
| Attached houses | 124 | 21924 | 8.3 | BBR | 107 |  |  | 43 | EM | 4159 | SBi 057
| Row houses | 182 | 29650 | 10.5 | BBR | 107 |  |  | 43 | EM | 2382 | SBi 057
| Multi family houses |  | 80147 | 25.8 | BBR | 81 |  |  | 32 | EM | 9379 | SBi 057
Other
| Student hostels |  | 1366 | 0.4 | statistikbanken
| Summer cottages |  | 14392 | 4.6 | statistikbanken
| Total residential |  | 298698
Non residential
| Offices | 73.5 | 62171 | 18.2 | statistikbanken | 277 |  |  | 112 | ENS
| Education | 18.2 | 23519 | 6.5 | statistikbanken
| Hospitals/health care |  | 3829 | 1.2 | statistikbanken
| Hotels/restaurents |  | 5946 | 1.9 | statistikbanken
| Farm houses |  | 134175 | 43.3 | statistikbanken
| Factories/workshops | 70.9 | 55420 | 17.1 | statistikbanken | 584 |  |  | 175 | ENS
Other
| Supply buildings |  | 3415 | 1.1 | statistikbanken
| Other production |  | 3900 | 1.3 | statistikbanken
| Transport and garage |  | 5522 | 1.8 | statistikbanken
| Unspec transp.& trade |  | 1208 | 0.4 | statistikbanken
| Library, museum, church |  | 4490 | 1.4 | statistikbanken
| Daycare |  | 3163 | 1 | statistikbanken
| Un-spec. institution |  | 3299 | 1.1 | statistikbanken
| Unspec. holyday |  | 746 | 0.2 | statistikbanken
| Sports facilities |  | 5277 | 1.7 | statistikbanken
| Unspec. lesure act. |  | 1668 | 0.5 | statistikbanken
| Total non-residential |  | 317848
| BBR | Extract of residential buildings from the Danish Building register for to investigate the composition of Danish residential buildings to be able to evaluate the potential energy savings by refurbishment.
| Statiskikbanken | www.statistikbanken.dk free of charge on-line information from Statistics Denmark.
| EM | Energy labelling scheme for small buildings. Have been running in Denmark from 1996 to 2005. A building should be labelled when is was sold if a current label was more than 5 years old or not existing.
| ENS | Free information source on www.ens.dk about energy consumption on different sectors.
| SBi 057 | SBi 057: Ananysis of the heating saving potential in exiting dwellings (In Danish). Danish Building Research Institute. By og Byg Documentation 057.
fr | Residential
Single family houses
Attached houses
Row houses
Multi family houses
Other
| Single family houses (main home) | 14050 |  |  | 1 | 150 |  | 19 | 27 | 1
| flat in a collectif building (main home) | 10782 |  |  | 1 | 89 |  | 20 | 23 | 1
| Single family houses (second home) | 1942 |  |  | 1 | 197 |  | 19 | 21 | 1
| Flat in a collectif building (second home) | 1040 |  |  | 1 | 193 |  | 27 | 29 | 1
| Single family houses (vacant) | 1037 |  |  | 1
| Flat in a collectif building (vacant) | 1006 |  |  | 1
| Total residential | 29857
Non residential
| Offices |  | 176912 |  | 1 | 166
| Education |  | 168148 |  | 1 | 118
| Hospitals/health care |  | 95983 |  | 1 | 155
| Hotels/restaurents |  | 55191 |  | 1 | 179
Farm houses
Factories/workshops
Other
| commercial |  | 190625 |  |  | 119
| Transport |  | 24477 |  |  | 167 |  |  | 126
| Other |  | 54145 |  |  | 128 |  |  | 159
| sport |  |  |  |  | 146 |  |  | 61
| Total non-residential |  | 190625 |  |  | 141 |  |  | 83
| 1 | CEREN ( in Chiffres clés du bâtiment 2nergie - Environnement, édition 2004-ADEME)
gr | Residential
| Single family houses | 2238 |  |  | 1 | 120 | N/A | N/A | 60 | 2
| Attached houses |  |  |  | 1 | 110 | N/A | N/A | 60 | 2
Row houses
Multi family houses
Other
| Total residential | 5465 | [8 empty] | N/A
Non residential
| Offices | 111 |  |  | 1 | 100 | 15 |  | 95 | 3
| Education | 16 |  |  | 1 | 55 | 0 |  | 35 | 3
| Hospitals/health care | 2 |  |  | 1
| Hotels/restaurents | 23 |  |  | 1 | 140 |  |  | 80 | 3
Farm houses
Factories/workshops
Other
| Total non-residential | 115 |  |  |  | N/A |  |  |  |  | N/A
| 1 | National Statistical Office
| 2 | Survey of the NKUA in 1100 dwellings
| 3 | Surveys of NKUA
nl | Residential
| Single family houses | 957 |  | 15 | 1 | 170 | - | N/A | N/A | 3 (2004)
| Attached houses | 788 |  | 12 | 1 | 155 | - | N/A | N/A | 3 (2004)
| Row houses | 2707 |  | 41 | 1 | 150 | - | N/A | N/A | 3 (2004)
| Multi family houses | 2056 |  | 32 | 1 | 145 | - | N/A | N/A | 3 (2004)
Other
| social rent | 2330 |  | 35 | 2 | [5 empty] | 2933.1 | 2
| other rent | 700 |  | 11 | 2 | [5 empty] | 725.6 | 2
| owner-occupied | 3590 |  | 54 | 2 | [5 empty] | 3767.7 | 2
| Total residential | 6620 |  | 100 | [6 empty] | 7426.4
Non residential
| Offices |  | 53125 | 32 | 2 | See specification below |  |  |  |  | 1546.8 | 2
| Education |  | 29065 | 18 | 2 | See specification below |  |  |  |  | 475.4 | 2
| Hospitals/health care |  |  |  |  | See specification below |  |  |  |  | 307.4 | 2
| Hotels/restaurents |  | 7000 | 4 | 2 | [5 empty] | 77.9 | 2
Farm houses
Factories/workshops
Other
| Health care |  | 14676 | 9 | 2
| Retail sector |  | 17000 | 10 | 2 | [5 empty] | 255.5 | 2
| Sports/recreation/culture |  | 45371 | 27 | 2 | [5 empty] | 344.5 | 2
| shops |  |  |  |  | 175 |  |  | 80 | 3 (2003)
| supermarkets |  |  |  |  | 155 |  |  | 467 | 3 (2003)
| offices 200-500 m2 |  |  |  |  | 205 |  |  | 109 | 3 (2003)
| offices 500-10.000 m2 |  |  |  |  | 125 |  |  | 85 | 3 (2003)
| offices > 10.000 m2 |  |  |  |  | 590 |  |  | 79 | 3 (2003)
| primary schools |  |  |  |  | 130 |  |  | 18 | 3 (2003)
| secondary schools |  |  |  |  | 135 |  |  | 33 | 3 (2003)
| higher education |  |  |  |  | 205 |  |  | 57 | 3 (2003)
| universities |  |  |  |  | 120 |  |  | 85 | 3 (2003)
| nursing homes |  |  |  |  | 225 |  |  | 65 | 3 (2003)
| hospitals |  |  |  |  | 490 |  |  | 95 | 3 (2003)
| Total non-residential | 285745 | 166237 | 100 | [6 empty] | 3007.6 | 2
| 1 | Benchmarking for existing European dwellings. EPA-ED (project for the European Commission in the Altener programme, contract no. 4.1030/Z/01-142/2001), WP1, April 16 2003.
| 2 | Energiebesparing in de bestaande bouw - Eerste verkenning van potenties. Second draft. EBM-consult, in opdracht van Ministerie van Economische Zaken, 27 januari 2006. (p.34) NOT YET FORMALLY APPROVED BY MINISTRY OF ECONOMICAL AFFAIRS.
| 3 | Cijfers en tabellen 2006. SenterNovem in opdracht van Ministry of Housing. January 2006. Averaged figures. For dwellings the following average floor area has been assumed: single family: 150 m², attached: 120 m², row: 100 m², multi family: 80 m².
Note on B54: In which categories of the building stock is the highest saving potential and how much? In the residential sector there is a huge energy saving potential since both the energy use for heating and the electricity use are high compared to other european countries, taking into account the local climate. the bad average insulation quality of the existing building stock, in which elder dwellings are an important fraction, makes this categorie has a high energy saving potential. The same remark can be made for the tertiary sector. The overall primary energy savings by 2020 are estimated at 18 up to 25% compared to a scenario with no changes in energy policy. This number includes as well residential as tertiary sector as industry and traffic. For a more detailled discussion we refor to the numbers mentioned here above. Which data do you miss in your country to be able to ake these assumptions of the potential energy savings in typical buildings? The data missing in Belgium in order to be able to make these assumptions are: 1. a better statistical description of the current building stock. in hardly any sector the knowledge of the existing building stock is of a format usefull to make energy consumption predictions. Number of build-ings, age of the building stock and surface of the building stock are lacking. 2. a better statistical description of the current energy uses in order to calibrate models and to get a better idea about the different fractions of energy uses.
Note on B154: In which categories of the building stock is the highest saving potential and how much? Single family houses have the highest potential, not because the are poorly insulated, but because of the number of units. The highest potential is for single family houses constructed before 1930 and from the period from 1960 to 1972. Which data do you miss in your country to be able to ake these assumptions of the potential energy savings in typical buildings? Most of the needed data is available from the EM certification scheme and the ELO certifications scheme. Data needs to be extracted and compiled from the two databases. This has not been done on genereal basis, but we hope to be able to conduct such a study in the future.
Note on B260: For residential buildings / houses the number of dwellings is a much more common figure than the total floor area. Therefor only the number of houses is presented here. As a consequence the percentage of each category as part of the total is based on the number of dwellings (and not on the floor area).
Note on B266: Owner-occupied houses, Social rent houses, and Offices ahve the highest energy saving potential
Note on B268: Owner-occupied houses, Social rent houses, and Offices ahve the highest energy saving potential
Note on B280: Numbers of non-residential buildings are very unreliable as various sources present widely diverging figures. The figures for the floor area are much more reliable. Therefor only figures for the floor area are presented here.
Note on B281: Owner-occupied houses, Social rent houses, and Offices ahve the highest energy saving potential
Note on B304: No information available on potential savings for cooling and domestic hot water, though it is considered that both are by far of minor importance when compared to the potential savings for heating and elctricity (i.e. lighting). * Savings for heating are based on insulation of roof//floor, improved glazing and improved heat generation system. 1) = Electricity savings are only related to lighting
Note on C14: 130671 buildings represent 955563 living units.
Note on C28: All data are based on the national enquete of 2001, except the number of buildings for multi family houses which is based on the numbers of the national registration system (cadaster). The latter does not include that a building is counted twice when it is extended over two administrative parcels.
Note on C31: The number and surface of offices is unknown. for the brussels regions some numbers of buildings are availabe, also the number of newly constructed surface area is available for the whole country. studies estimate the area of offices in the brussels region at 10 to 12.000.000 m². [Vereniging van de Stad en de Gemeenten van het Brussels Hoofdstedelijk Gewest, Overzicht van het kantorenpark] [websites of real estate companies]
Note on C32: The number of school buildings is unknown, even the overall surface area is unknown untill now. On the other hand there are data available for the number of institutions and the number of pupils. 6202 schools, 2224005 pupils, students and universitary students [http://www.eurydice.org/ Eurybase/Application/frameset.asp?country=BN&language=VO] 9898 schools (higher non-universitarian and universitarian institutions are not included), 2224005 pupils, students and universitary students [several references at the official websites of the flemish, french and german communities] 10704 schools [http://www.onssrszlss.fgov.be/Onssrsz/NL/Statistics/Brochures/Yellow/2003/ pdf/tabellen_2003_nl.pdf] Some studies seems to show a relation between the type of eduction and the energy consumption, depending on the age/type of the students and the organisation responsible for the education.
Note on C33: The number of buildings is unknown, even the overall surface area is unknown untill now. On the other hand there are detailed information about the number of hospital beds and beds in other types of institutions. 1464 institutions for 121048 beds , also homes for elderly people are included in the study, the number of beds varies significantly with the type of health care institutions. detailled numbers for each type of health care institution are available. [https://portal.health.fgov.be/portal/ page?_pageid=56,512866&_dad=portal&_schema=PORTAL&_MENU=menu_4] 149 hospitals for 55352 beds [http://statbel.fgov.be/pub/d3/p363y2003_nl.pdf]
Note on C34: The number of buildings is unknown, even the overall surface area is unknown untill now. On the other hand there is detailed information about the number of hotels and restaurants. tourism and hotels : 3538 institutions with a total capacity 442946 persons. in this number also youth houses for summer camps etc are included. [http://statbel.fgov.be/figures/d73_nl.asp#Verdeling_per_logiesvorm] hotels and restaurants : 22413 institutions are registered at te TVA services [http://www.onssrszlss.fgov.be/Onssrsz/NL/Statistics/Brochures/Yellow/2003/pdf/tabellen_2003_nl.pdf] bars, pubs, disco's, campings, hotels : 33733 institutions [http://statbel.fgov.be]
Note on C35: The number of buildings is unknown, even the overall surface area is unknown untill now. On the other hand there is detailed information about the number of exploitations and the type of exploitation. The surface area of greenhouses is known.
Note on C36: The number of buildings is unknown, even the overall surface area is unknown untill now On the other hand there is detailed information about the number of exploitations and the type of exploitation.
Note on C228: Not possible to divide appartments against buildings
Note on D11: There are no specific data available about the surface, but distributions of surface and of surface against age are available. Most energy consumption studies take this as a starting point. Occupied private housing spaces by surface (expressed in 1000 units): total ¦ <35 ¦ 35-54 ¦ 55-84 ¦ 85-104 ¦ 105-124 ¦ > 125m² ¦ no answer ¦ surface per inhabitant 4084 ¦ 326 ¦ 714 ¦ 1021 ¦ 815 ¦ 476 ¦ 364 ¦ 368 ¦ 33.7m² (*) (*) no answer is not taken into account in the average surface per inhabitant
Note on D12: There are no specific data available about the surface, but distributions of surface and of surface against age are available. Most energy consumption studies take this as a starting point. Occupied private housing spaces by surface (expressed in 1000 units): total ¦ <35 ¦ 35-54 ¦ 55-84 ¦ 85-104 ¦ 105-124 ¦ > 125m² ¦ no answer ¦ surface per inhabitant 4084 ¦ 326 ¦ 714 ¦ 1021 ¦ 815 ¦ 476 ¦ 364 ¦ 368 ¦ 33.7m² (*) (*) no answer is not taken into account in the average surface per inhabitant
Note on D13: There are no specific data available about the surface, but distributions of surface and of surface against age are available. Most energy consumption studies take this as a starting point. Occupied private housing spaces by surface (expressed in 1000 units): total ¦ <35 ¦ 35-54 ¦ 55-84 ¦ 85-104 ¦ 105-124 ¦ > 125m² ¦ no answer ¦ surface per inhabitant 4084 ¦ 326 ¦ 714 ¦ 1021 ¦ 815 ¦ 476 ¦ 364 ¦ 368 ¦ 33.7m² (*) (*) no answer is not taken into account in the average surface per inhabitant
Note on D14: There are no specific data available about the surface, but distributions of surface and of surface against age are available. Most energy consumption studies take this as a starting point. Occupied private housing spaces by surface (expressed in 1000 units): total ¦ <35 ¦ 35-54 ¦ 55-84 ¦ 85-104 ¦ 105-124 ¦ > 125m² ¦ no answer ¦ surface per inhabitant 4084 ¦ 326 ¦ 714 ¦ 1021 ¦ 815 ¦ 476 ¦ 364 ¦ 368 ¦ 33.7m² (*) (*) no answer is not taken into account in the average surface per inhabitant
Note on D31: The number and surface of offices is unknown. for the brussels regions some numbers of buildings are availabe, also the number of newly constructed surface area is available for the whole country. studies estimate the area of offices in the brussels region at 10 to 12.000.000 m². [Vereniging van de Stad en de Gemeenten van het Brussels Hoofdstedelijk Gewest, Overzicht van het kantorenpark] [websites of real estate companies]
Note on D32: The number of school buildings is unknown, even the overall surface area is unknown untill now. On the other hand there are data available for the number of institutions and the number of pupils. 6202 schools, 2224005 pupils, students and universitary students [http://www.eurydice.org/ Eurybase/Application/frameset.asp?country=BN&language=VO] 9898 schools (higher non-universitarian and universitarian institutions are not included), 2224005 pupils, students and universitary students [several references at the official websites of the flemish, french and german communities] 10704 schools [http://www.onssrszlss.fgov.be/Onssrsz/NL/Statistics/Brochures/Yellow/2003/ pdf/tabellen_2003_nl.pdf] Some studies seems to show a relation between the type of eduction and the energy consumption, depending on the age/type of the students and the organisation responsible for the education.
Note on D33: The number of buildings is unknown, even the overall surface area is unknown untill now. On the other hand there are detailed information about the number of hospital beds and beds in other types of institutions. 1464 institutions for 121048 beds , also homes for elderly people are included in the study, the number of beds varies significantly with the type of health care institutions. detailled numbers for each type of health care institution are available. [https://portal.health.fgov.be/portal/ page?_pageid=56,512866&_dad=portal&_schema=PORTAL&_MENU=menu_4] 149 hospitals for 55352 beds [http://statbel.fgov.be/pub/d3/p363y2003_nl.pdf]
Note on D34: The number of buildings is unknown, even the overall surface area is unknown untill now. On the other hand there is detailed information about the number of hotels and restaurants. tourism and hotels : 3538 institutions with a total capacity 442946 persons. in this number also youth houses for summer camps etc are included. [http://statbel.fgov.be/figures/d73_nl.asp#Verdeling_per_logiesvorm] hotels and restaurants : 22413 institutions are registered at te TVA services [http://www.onssrszlss.fgov.be/Onssrsz/NL/Statistics/Brochures/Yellow/2003/pdf/tabellen_2003_nl.pdf] bars, pubs, disco's, campings, hotels : 33733 institutions [http://statbel.fgov.be]
Note on D35: The number of buildings is unknown, even the overall surface area is unknown untill now. On the other hand there is detailed information about the number of exploitations and the type of exploitation. The surface area of greenhouses is known.
Note on D36: The number of buildings is unknown, even the overall surface area is unknown untill now On the other hand there is detailed information about the number of exploitations and the type of exploitation.
Note on G166: Constructed after 1975
Note on G167: Constructed after 1975
Note on G168: Constructed before 1975
Note on G169: Constructed before 1975
Note on G181: Includes energy consumption for domestic hot water!
Note on G182: Includes energy consumption for domestic hot water!
Note on G183: Includes energy consumption for domestic hot water!
Note on G184: Includes energy consumption for domestic hot water!
Note on G188: Includes energy consumption for domestic hot water!
Note on G189: Includes energy consumption for domestic hot water!
Note on G190: Includes energy consumption for domestic hot water!
Note on G191: Includes energy consumption for domestic hot water!
Note on G261: Figures concern gas consumption (generally for heating and domestic hot water)
Note on G262: Figures concern gas consumption (generally for heating and domestic hot water)
Note on G263: Figures concern gas consumption (generally for heating and domestic hot water)
Note on G264: Figures concern gas consumption (generally for heating and domestic hot water)
Note on G291: Figures concern gas consumption (generally for heating and domestic hot water)
Note on G292: Figures concern gas consumption (generally for heating and domestic hot water)
Note on G293: Figures concern gas consumption (generally for heating and domestic hot water)
Note on G294: Figures concern gas consumption (generally for heating and domestic hot water)
Note on G295: Figures concern gas consumption (generally for heating and domestic hot water)
Note on G296: Figures concern gas consumption (generally for heating and domestic hot water)
Note on G297: Figures concern gas consumption (generally for heating and domestic hot water)
Note on G298: Figures concern gas consumption (generally for heating and domestic hot water)
Note on G299: Figures concern gas consumption (generally for heating and domestic hot water)
Note on G300: Figures concern gas consumption (generally for heating and domestic hot water)
Note on G301: Figures concern gas consumption (generally for heating and domestic hot water)
Note on H261: In general there is no cooling in Dutch houses
Note on H262: In general there is no cooling in Dutch houses
Note on H263: In general there is no cooling in Dutch houses
Note on H264: In general there is no cooling in Dutch houses
Note on I62: Included in the heating consumption.
Note on I64: Included in the heating consumption.
Note on I261: Energy consumption for DHW is included in the figures for heating consumption which are actually the figures for gas consumption. In the Netherlands almost all houses are connected to the gas net and they use mainly gas for space heating and DHW.
Note on I262: Energy consumption for DHW is included in the figures for heating consumption which are actually the figures for gas consumption. In the Netherlands almost all houses are connected to the gas net and they use mainly gas for space heating and DHW.
Note on I263: Energy consumption for DHW is included in the figures for heating consumption which are actually the figures for gas consumption. In the Netherlands almost all houses are connected to the gas net and they use mainly gas for space heating and DHW.
Note on I264: Energy consumption for DHW is included in the figures for heating consumption which are actually the figures for gas consumption. In the Netherlands almost all houses are connected to the gas net and they use mainly gas for space heating and DHW.
Note on J83: Unit is not kWh/m²a but kWh/designated bed, hospitals only
Note on J261: Electricity consumption includes electricity for domestic appliances but also a small part is used for space heating and DHW
Note on J262: Electricity consumption includes electricity for domestic appliances but also a small part is used for space heating and DHW
Note on J263: Electricity consumption includes electricity for domestic appliances but also a small part is used for space heating and DHW
Note on J264: Electricity consumption includes electricity for domestic appliances but also a small part is used for space heating and DHW
Note on J291: Cooling included in electricity consumption (when applicable)
Note on J292: Cooling included in electricity consumption (when applicable)
Note on J293: Cooling included in electricity consumption (when applicable)
Note on J294: Cooling included in electricity consumption (when applicable)
Note on J295: Cooling included in electricity consumption (when applicable)
Note on J296: Cooling included in electricity consumption (when applicable)
Note on J297: Cooling included in electricity consumption (when applicable)
Note on J298: Cooling included in electricity consumption (when applicable)
Note on J299: Cooling included in electricity consumption (when applicable)
Note on J300: Cooling included in electricity consumption (when applicable)
Note on J301: Cooling included in electricity consumption (when applicable)
Note on L281: Heating: 782.6 PJ; Electricity: 764,2 PJ
Note on L282: Heating: 430.0 PJ; Electricity: 45.4 PJ
Note on L283: Heating: 227.1 PJ; Electricity: 80.3 PJ
Note on L284: Heating: 70.0 PJ; Electricity: 7.9 PJ
Note on L289: Heating: 146.3 PJ; Electricity: 109.2 PJ
Note on L290: Heating: 252.5 PJ; Electricity: 92.0 PJ
Note on L304: Heating: 1908.5 PJ; Electricity: 1099.1 PJ
Hold the cursor over any cell with a read top-left corner, and the commet will be shown.
Energy consumption
There are no overall energy consumption numbers available for the whole country.
The available information is:
1) The total energy and electricity consumption per sector, but not subdivided in heating and cooling. The electricity consumption could be known by the registration company but they do not deliver their numbers. There is no information available for the hot water use. This energy consumption is always included in the overall energy consumption. If numbers of energy uses are available, they are never expressed in energy use per square meter.
2) For the different regions there are 'typical' energy consumption numbers which are based on a ques-tionnary on a set of buildings. These sets are nevertheless not necessarily representative for the whole building stock. No extrapolations are made to the whole building stocks, at best some averages are made in terms of energy consumption per m² or per student. The studies are done for the three regions, which makes that overall numbers for the whole country are not availabe.
relevant references are:
1. for the flanders region
http://www.milieurapport.be/Portals/sitesource/uploads/miradata/MIRA-T/01_SECTOREN/01_02/AGHUISHOUDENS_2005_OKTOBER_ONTWERPVERSIE_WEBSITE.PDF
http://www.emis.vito.be
2. for the walloon region
http://energie.wallonie.be/xml/doc-IDC-3205-IDD-10018-.html
3. for the brussels region
http://www.ibgebim.be/francais/contenu/content.asp?ref=1887
3) [http://www.ceps.be/files/IDDRI%20-%20Sectoral%20emission%20trends%20in%20Europe.pdf] : the final energy consumption per capita in the residential sector is estimated at 1.02toe/capita. The energy consumption per capita in the residential sector is estimated at 2300kWh/capita. In the tertiary sector the energy consumption per employee is about 1.42toe per employee and the electricity consumption about 4100kWh/employee. All numbers are corrected for a standard european climate.
4) A detailled study of the energy consumption based on modelling and measurements can be found in:
http://mineco.fgov.be/energy/rational_energy_use/report_annex.pdf
http://mineco.fgov.be/energy/rational_energy_use/report.pdf.
Unfortunately the m² of households and offices is inknown in this study. Underlaying table gives an over-view of the energy consumption of the households and the residential sector. All data are given for 2001 as a reference year.
4.1. HOUSEHOLDS
4.1.a. total energy consumption per end-use expressed in 1e10 kWh/year
heating = 8.385
hot water = 1.349
cooking = 0.523
specific electricity = 0.930
TOTAL = 11.188
4.2. TERTIARY SECTOR
4.2.a. total energy consumption per end-use expressed in 1e10 kWh/year
thermal uses = 3.861
electric specific = 0.67
TOTAL = 4.640
Potential energy savings
The specific data for potential energy savings are lacking, most reports are comparing the CO2-emissions in stead of primary energy consumptions. Nevertheless some studies are made on a few prototypes of buildings and offices in order to evaluate the potential energy savings, although these studies are never extrapolated to the complete building stock.
e.g. [http://www.belspo.be/belspo/home/publ/rappAS_en.stm] ?
A detailled study of the energy consumption based on modelling and measurements can be found in:
http://mineco.fgov.be/energy/rational_energy_use/report_annex.pdf
http://mineco.fgov.be/energy/rational_energy_use/report.pdf.
In this study three possible scenario's are used : a reference scenario, a benchmark scenario (BMS) and an economical potential scenario (EPS). The reference scenario implies no changes in the energy policy but takes into account socio-economical evolutions. The BMS applies technologies which are introduced in other countries taking into account the economical, social and … barriers. The EPS model is a comparison with best practice, i.e. this model does not take the eventual barriers into account. We took the potential energy savings for 2012 as data. This model did take into account the variation of the socio-economical parameters concerning energy consumption.
If no specific measures are taken (reference scenario) the energy use in 2012 would augment with 59.03PJ for heating, 12.98PJ for hot water, 0PJ for cooking and 79.95PJ for specific electricity with reference to 2001. In the BMS model the energy use will decrease with 3.77PJ for heating, increase with 12.98PJ for hot water and 0PJ for cooking and decrease with 0.87PJ for specific electricity with reference to 2001. In the EPS model the energy use will decrease with 27.21PJ for heating, increase with 12.98PJ for hot water and 0PJ for cookingand 4.61PJ for specifice electricity with reference to 2001.
For the tertiary sector the same scenarios are used. With no change in the policy, the thermal energy use increases with 2.93PJ and the specific electricity use with 8.79PJ in 2012 with respect to 2001. In the BMS model the thermal energy use increases with 7.11PJ and the specific electricity use with 5.02PJ with respect to 2001. In the EPS model, the thermal energy use decreases with 12.14PJ, and the specific electrity use decreases with 5.02PJ in 2012 with respect to 2001. The tertiary sector includes HoReCa, health care, offices and administration and others.
The industrial markets are estimated at 14.2 million m² for the whole of the provinces Antwerp-Limburg and Vlaams-Brabant. The industrial markets are defined as .The same studies estimate the offices at 778000m² in the Antwerp and Mechelen area and at 12076274m² in the Brussels area. These studies do cover the most important economical centers, but are far from complete for the whole country. (Kingsturg real estate company)
Content

## wwwSources
World Wide Web resources
Abreveiation | Organisation / Report
EURIMA | European Association of Insulation Manufacturers, representing the interests of all major mineral wool producers throughout Europe
- Cost-Effective Climate Protection in the Building Stock of the New EU Member States
- Cost-Effective Climate Protection in the EU Building Stock
EuroACE | The European Alliance of Companies for Energy Efficiency in Buildings
- Towards Energy Efficient Buildings in Europe
BBRI | Misc. European projects related to the Energy Performance of Buildings Directive.
KWR | Kwalitatieve Woning Registratie: Large Dutch project on the quality of 15.000 Dutch houses (including energy issues) by order of the Miistry of Housing
Content

## NationalwwwSources
World Wide Web resources
Country | Address | Kind of information
be | www.statbel.fgov.be/ | statistical information about dwellings, number of companies, etc.
be | www.ibgebim.be/ | information about the energy consumption in the brussels region
be | www.vmm.be/ | information about the energy consumption in the flanders region
be | www.vito.be/ | information about the energy consumption in the flanders region
be | www.wallonie.be/ | information about the energy consumption in the walloon region
be | mineco.fgov.be/ | information about the energy consumption in belgium
be | www2.vlaanderen.be/ned/sites/economie/energiesparen/ | information about the energy consumption in the flanders region
be | mineco.fgov.be/energy/rational_energy_use/report.pdf | information and predictions of the energy savings potentials in belgium
be | www.odyssee-indicators.org/ | information about the energy consumption in the EU countries (few information about belgium)
be | www.mina.vlaanderen.be/ | information and comments on the climate plans of flanders
de | www.destatis.de/ | Data of the German Statistical Office
dk | www.statiskikbanken.dk | Statistics Denmark makes statistics on Denmark in general. Some information is available free of charge.
dk | www.ens.dk | Danish Energy Agency makse statistics on energy comsumption on Denmark in general, including the building sector (not very detiled).
dk | www.elsparefonden.dk | Electricity savings trust - collects information about electricity savings and supports (on campain basis) use of electricity efficient appliances and transfer for electricity heating to district heating.
dk | www.ebst.dk | National Agency for Construction and Enterprice is responsible for making the Danish building code, including rules for energy comsumption in new buildings.
dk | www.sbi.dk | Evaluation of the heating saving potential in existing dwellings, In Danish (Vurdering af potentialet for varmebesparelser i eksisterende boliger) By og Byg Documentation 057.
dk | www.byg.dtu.dk | Energy savings in existing and new dwellings, In Danish (Energibesparelser i eksisterende og nye boliger). BYG*DTU, 2004. R-080.
gr | grbes.phys.uoa.gr | not many things.most of the information is in greek
nl | www.senternovem.nl/ | Dutch Energy Agency: enormous source of all kinds of energy related studies
nl | www.energie.nl/sts/index.html
nl | www.energiened.nl | umbrella organisation of energy companies in the Netherlands. Have good insight in energy consumption in The Netherlands for all sectors, both gas and electricity
nl | statline.cbs.nl | Central Bureau of Statistics: lots of statistical data, but not always in a format we would like
nl | www.vrom.nl | Ministry of Housing: studies on building stock
nl | www.ez.nl | Ministry of Economical Affairs: responsible for various energy policies (e.g. emission trading, white certificates)
Content

## EUprojects
Other sources for on-line information, EU projects
Abreviation | Name | Programme | Period
EPA-ED | On Energy Performance Assessment of Existing Dwellings. | Altener | Sep '01 - Sep '04.
EPA-NR | On Energy Performance Assessment of Existing Non Residential Buildings | EIE | Jan '05 - Jan '07
IMPACT | IMproving energy Performance Assessments and Certification schemes by Tests | EIE | Jan '05 - Jan '07
EPLabel | A programme to deliver energy certificates based on measured energy consumption for display in Public buildings across Europe within a harmonising framework | EIE | Jan '05 - Feb '07
Build-On-RES | Promote the use of Renewable Energy Sources in buildings | Altener | Jan '02 - Jul '04
EPA-ED (www.epa-ed.org)
On Energy Performance Assessment of Existing Dwellings. Altener Project, September 2001 - September 2004.
Objective: to develop a method and tools to assess the energy performance of existing dwellings (related to the EPBD).
Relevant for EnperExist-WP3:
As a preparation a survey of the existing situation with respect to existing residential buildings (in Denmark, Netherlands, Austria and Greece) was made taking into account a range of issues like
2. Building and energy requirements regarding existing dwellings
3. Existing policies regarding reduction of energy use in existing dwellings
4. Energy calculation methods used
- penetration level of energy saving measures with respect to installations
- modelling of installations in energy calculations
- energy saving measures with respect to installations
- relevant energy calculation models and/or sets of formulae available
5. Characteristics of the housing stock (number of dwellings divided in various categories)
6. Developments on the energy market
- most commonly used energy sources and their unit price
- relevant new developments on the energy market
7. Building construction
- most common construction typologies
- penetration level of thermal insulation
- energy saving measures
8. HVAC system typologies
- space heating / domestic hot water / ventilation / cooling
9. Typical energy balance in existing dwellings
10. Climatic data
Survey is downloadable from website (Task 1).
Also the reports from WP2 and WP4 might be of interest:
WP2: Strategy for stimulating Rue an Res in existing dwellings
WP4: A policy framework for energy performance assessment for existind dwellings
EPA-NR (www.epa-nr.org)
On Energy Performance Assessment of Existing Non Residential Buildings. EIE Project, January 2005 - January 2007.
Objective: to develop a method and tools to assess the energy performance of existing non residential buildings (related to the EPBD). Follow up project of EPA-ED.
Relevant for EnperExist-WP3:
Again, as a preparation, a survey of the existing situation with respect to existing non-residential buildings (now for all 25 EU Member States) was made taking into account a range of issues like
Part A - National EPA
A.1 Overview of Non-residential buildings sector
A1.1 Buildings stock
A1.2 Typical constructions
A1.3 Typical HVAC&Electromechanical installations
A1.4 Buildings annual energy and water consumption
A1.5 Breakdown of energyconsumption in non-residential buildings sector
A1.6 Breakdown of energy consumption in different buildings
A1.7 Energy Market - Fuels and electricity tariffs/prices
A.2 Polices, Legislation and other requirements
A2.1 Energy Performance Assessment\
A2.2 overview of existing policies, legislation and other requirements (quality control schemes and enforcement
A2.3 Overview of existing building energie audit methodologies
A2.4 Overview of existing methods or software
A2.5 overview of existing financial policies and other instruments
A2.6 overview of energy saving programmes
A2.7 Overview of energy market evolution and integration of 'new' technologies
A2.8 Overview of maintenance strategies
A2.9 overview of common energy saving measures and maintenance actions
A2.10 overview of facility management
A2.11 operational energy and maintenance costs
Part B - National Needs for instruments
B.1 End-users and stakeholders
B.2 Needs and expectations
Note: in many cases information was lacking so not all topics could be answered for all countries. Not only information was missing, but also sources appeared to be contradictory.
The report (including 25 appendices) is downloadable from the website.
Other project deliverables are still under construction like the report on application strategies (WP5) that might be of interest. Final draft expected beginning of May.
Build-On-RES (www.buildonres.org)
In the last 30 years, building regulations have proven to be an appropriate and effective means to improve Rational Use of Energy (RUE) in new housing. The potential of stimulating RES by building regulations however, has not yet been explored. The recent EU Directive on energy performance of buildings will urge member states to develop and design energy performance regulations. The directive specifically mentions that the positive influence of renewable energy should be taken into account in energy performance regulations. For some member states this directive will imply a drastic change of current building regulations and a huge effort for developing energy performance based regulations. In order to stimulate application of RES by building regulations and support member states in (re)developing energy performance regulation in a RES oriented way for both new and existing housing, the Build-On-RES project has been formulated. The Build-on-RES project will develop the methodological and contextual framework for the maximum incorporation of renewable energy sources (RES) in a European Model Building Code for Energy Performance in Housing. The Model will address both new and existing residential buildings. This way, the project will contribute to the aim of the EU to stimulate the application of RES in the building sector.
Task 1 | Benchmark of energy performance regulations and incentives, with regard to the incorporation of renewable energy sources, for new housing and extensions to existing housing
Task 2 | Benchmark of energy performance regulations and incentives, with regard to the incorporation of renewable energy sources, for existing housing and converions of existing housing
Task 3 | Description of the context for extension of energy performance regulations and development of an implementation protocol for an RES-oriented building code
Content

## NationalInvestigations
| Jump to answers from ==> | be
de
dk
fr
gr
nl
| Which data are decisions based on regarding energy requirements in building regulations? | How are these data found? | Which data do decision-makers miss when making new energy requirements?
be
de |  | See left! | If they miss something it might be more detailed statistical data on building stock and energy consumption.
dk
fr | No information. | No information. | No information.
gr
nl
This answer is based on email correspondence with
• the administration of the Brussels Region. It is clear that the administration can prepare well documented proposals on energy requirements, the final decision is made by the politicians which seem to be more difficult to convince with general or global numbers but who like very basic and applied information.
• the administration of the Flemish Region
• the cabinet of the Flemish Minister of Energy
While the Flemish Region has already implemented the EP philosophy in the energy regulations on build-ings, the Brussels Region still is in the studying phase.
The Walloon Region, which still did not implement the EP philosophy, did not anwer on the questions.
Generally spoken, the data on which decisions are based regarding energy requirements in building regu-lations are obtained by specific studies carried out by research institutes on behalf of the administration or government. The partners in these studies are mostly the BBRI, the universities and engineering con-sultants.
The Brussels region described the requirements of the data they were looking for:
1. technical feasibility
2. economic rationality
3. tangible environmental benefits
4. acceptability by the professionals
This means they need technical, economical and environmental data on the various ways to reduce en-ergy consumption. Such data are collected as a part of studies actually being made in order to help to determine the energy requirements in Brussels.
Not only the data are needed, but also tools to make a kind of cost/benefit analysis of the different energy saving measures and their combinations.
Such studies are actually being made in order to help to determine the energy requirements in the Brus-sels Region. On the other hand there are studies and numbers available from research institutes, or na-tional/regional thinkthanks (cf. Planbureau, …)
The Flemish Region added as sources the study of countries which had already implemented the EP directive and discussion sessions with the building partners and sector’s representatives.
The major sources of data are:
1. data provided by research institutes who carry out studies on behalf of the administration
2. data provided by other administrations or form the nation enquiry of 2003. These data consider the amount of dwellings, the insulation level of dwellings, etc.
3. by studying the impact of the EP regulation in countries which did already imply the methodology in their energy regulations for buildings.
Both regions mention that tools and models in order to make a cost-benefit analysis and to calculate pay-back times are lacking in order to make more funded decisions as far as energy requirements are concerned.
The Flemish region also found that data about the existing building stock and about the energy use in different building types are lacking.
The Brussels administration mentions that it stays difficult to convince the real decision-makers that im-posing energy requirements by regulation may be beneficiary for the population in what they call ‘the real world’. Therefore it is necessary to have some real case studies of successful buildings showing:
1. what measures have been taken
2. what has been the cost
3. what are the real returns (as measured) : environmental benefits AND reduction of the actual energy costs, compared to a baseline scenario. Other side benefits should be documented too : comfort, …
This studies should also allow to conclude that the energy saving measures which have been taken are financially worthwhile (relatively short return of the investment time).
FLANDERS REGION
De MINA-council (milieu en natuurraad van Vlaanderen) is able to produce studies; advices and recom-mendations on demand of the Flemish government or parliament, or on it’s own initiative. In some cases the Flemish government is obliged to ask MinNa’s advice : for proposals of law (decrete) concerning the environment or nature, the environmental policy and financial policy linked to it, about environmental qual-ity codes and ‘uitvoeringsbesluiten’ concerning energy and mobility, …
This studies can be done by the MiNa-council itself or can be done on behalf of MiNa by other partners : universities or research institutes as VITO.
Next to the study component the council also links the environmental partners with the social partners, which makes that if they advice by unanimity that the government knows that the solution or proposal is widely supported by all elements of the society.
WALLOON REGION
The Conseil Wallon de l’environnement pour le Devéloppement Durable (www.cwedd.be) is a consultative concil which advices the public authorities in the Walloon region concerning environmental and durabile development questions. The CWEDD is a representation of all social groups. It is the equivalent of the MiNa-raad in the Flanders region.
BRUSSELS CAPITAL REGION
The RLBHG (Raad voor het Leefmilieu van het Brussels Hoofdstedelijk Gewest) or CERBC (Conceil de l'Environnement de la Région Bruxelles-Capitale) has a similar function for the Brussels Capital Region.
There are requirements when a building is renovated in a major way. The definition of a major renovation is taken from the EPBD (25 % of the value of the building or more than 25 % of the building envelope). Furthermore it is required that some individual, profitable measures have to fulfil the requirements, regardless the size of the renovation.
Individual measures are:
• insulation of external walls when changing rain shield
• insulation of attic and roof when changing roof
• change of boilers
• change of heat supply
• requirement in case of changing windows in a façade
If people can't find out implementing cost-effective energy saving measures by themself, the new energy requirements in the Building regulations will "help" them. There is no "Building permit" needed and no public control.
If a building is erected legally, then it is regarded legally always. DK will probably not get any energy frame requirements for existing buildings, so it is up to the building owner to decide (despite the existing rules for components and major renovation).
BBR: The Danish Building register showing the composition of Danish residential buildings to be able to evaluate the potential energy savings by refurbishment. Danish Building Regulation has since 1966 containt energy requirements
Existing building stock: As DK probably only will have component energy requirements in the building regulation there are no specific wishes to that part. Anyhow an important issue is the energy saving campaigns where it is necessary to know the energy saving potential (e.g. how many buildings have wall insulation and with which insulation material). Also when giving subsidies it is crucial to have a more detailed statistical knowledge of the existing building stock concerning construction and installation. Furthermore it is important for the market (e.g. developers) to know the existing situation when they shall make new udvikling…developdecide markeds fornyelse
The new legislation is not yet ready but it is mainly based on the sy=urveys of NKUA regarding the energy cosnumption of the various building sectors in Greece. We have the benchmarks for typical, best practice and passive buildings for most of the building types in Greece. In parallel, there are a lot of studies on the energy conservation potential of various techniques for most of the buildings. However, it is very risky to estimate the technical potential for energy conservation as it is very different than the economic potential.
In a separate file I have attached the technical and economic potential of energy conservation, in CO2 terms for the whole energy sector, in Greece. I hope is useful.
Most of the surveys have been carried out by NKUA. Studies on the energy conservation have been carried out by NKUA, and CRES
I DO NOT THINK THEY MISS ANY DATA. THEY HAVE JUST TO UNDERSTAND THE EXISTING SITUATION AND REACT !!
The Netherlands has no energy requirements in building regulations for existing buildings. Only in case of major renovation there are requirements (on component level) and they are the same as for new buildings. That means that major renovations are regarded as new buildings.
If such energy requirements were to be developed then data would be needed from monitoring and field studies, e.g. with respect to the effects of energy saving measures (including side-effects for e.g. health). To some level data are available but more would be needed and in more detail.
In The Netherlands it is also very mportant to reckon with the interests of the market (professionals like architects, builders and installers) and the public (represented by the Parliament). In the Netherlands it is the case that the government is dedicated to saving energy (e.g. because of international treaties like the Kyoto protocol), whereas the Parliament wants to make regulations simpler. This is in contradiction, because to increase energy savings in general more complex regulations are necessary. Also the market in general is not in favour of more regulations. This mechanism especially plays a role for the tightening of requirements for new buildings.
- Insight in costs of more stringent energy requirements
- side-effects (e.g. air quality, moisture problems etc)
- accuracy of methods and tools
Content

## References
Characterisation of existing building stock
Heating comsumption
DHW consumption in existing building stock
Cooling consumption in existing building stock
Electricity consumption in existing building stock
Thermal insulation in existing buildings
U-values
Ventilation losses
Additional information
Insulation
Windows
Ventilation system
Ventilation system, air flow rate
Heating generation and distribution
Boiler ages
Boiler technology
Heat pumps
Solar DHW
PV systems
Control systems
Cooling, buildings with and without
Flourecent lighting
Lighting with electronic ballast
Tools used to assess the impact …
Measures in existing building stock
Calculation of possible impact?
Which type of tool?
How do you calculate?
How do you register implemented measures?
Will a tool help you?
Do you have any demands on such a tool?
Content

## Literature
Other sources for information
Title | Author | Company | Date
Sustainable Refurbishment of High-Rise Residential Buildings and Restructuring of Surrounding Areas in Europe |  | Ministry og Housing, Spatial Planning, and the Environment. The Netherlands | 3 March 2005
Energy Efficiency in the Refurbishment of High-Rise Residential Buildings | Pedro Guertler and Winton Smith | Association for the Conservation of Energy | May 2005
Content

## Overview
9 |  | Austria | Belgium | Cech rep. | Cyprus | Germany | Denmark | Spain | Estonia | Finland | France | Greece | Hungary | Ireland | Italy | Liutuenia | Luxemburg | Latvia | Malta | Netherlands | Poland | Portugal | Sweden | Slovakia | Slovenia | United Kingdoms | European Union
J |  | at | be | cs | cy | de | dk | es | et | fi | fr | gr | hu | ie | it | lt | lu | lv | mt | nl | pl | pt | se | sk | sl | uk | eu
Characterisation of existing building stock
# buildings | Total, Res | at: J; be: J; de: J; dk: J; fr: J; gr: J; lt: J; nl: J; uk: J; eu: 9
| single family houses | be: J; de: J; dk: J; fr: J; gr: J; nl: J; uk: J; eu: 7
| attached houses | be: J; de: J; dk: J; nl: J; uk: J; eu: 5
| row houses | be: J; de: J; dk: J; nl: J; uk: J; eu: 5
| multi family houses | be: J; de: J; dk: J; fr: J; gr: J; nl: J; uk: J; eu: 7
| Total, non Res | at: J; be: J; de: J; dk: J; gr: J; nl: J; uk: J; eu: 7
| offices | at: J; de: J; dk: J; gr: J; nl: J; uk: J; eu: 6
| education | at: J; de: J; dk: J; gr: J; nl: J; uk: J; eu: 6
| health | at: J; de: J; dk: J; gr: J; nl: J; uk: J; eu: 6
| hotels etc | at: J; be: J; de: J; dk: J; gr: J; uk: J; eu: 6
| farm houses | de: J; dk: J; eu: 2
| factories etc | at: J; de: J; dk: J; gr: J; uk: J; eu: 5
area / type | Total, Res | be: J; de: J; dk: J; fr: J; gr: J; lt: J; nl: J; eu: 7
| single family houses | de: J; dk: J; gr: J; nl: J; eu: 4
| attached houses | de: J; dk: J; nl: J; eu: 3
| row houses | de: J; dk: J; gr: J; nl: J; eu: 4
| multi family houses | de: J; dk: J; gr: J; nl: J; eu: 4
| Total, non Res | at: J; de: J; dk: J; fr: J; gr: J; nl: J; uk: J; eu: 7
| offices | at: J; dk: J; fr: J; gr: J; nl: J; uk: J; eu: 6
| education | at: J; dk: J; fr: J; gr: J; nl: J; uk: J; eu: 6
| health | at: J; dk: J; fr: J; gr: J; nl: J; uk: J; eu: 6
| hotels etc | at: J; dk: J; fr: J; gr: J; uk: J; eu: 5
farm houses | bar: dk; eu
| factories etc | at: J; dk: J; gr: J; uk: J; eu: 4
typical const period | Total, Res | at: J; be: J; dk: J; fr: J; gr: J; lt: J; nl: J; uk: J; eu: 8
| single family houses | dk: J; gr: J; nl: J; uk: J; eu: 4
| attached houses | dk: J; nl: J; uk: J; eu: 3
| row houses | dk: J; nl: J; uk: J; eu: 3
| multi family houses | dk: J; gr: J; nl: J; uk: J; eu: 4
| Total, non Res | at: J; dk: J; gr: J; nl: J; eu: 4
| offices | at: J; dk: J; gr: J; nl: J; eu: 4
| education | at: J; dk: J; gr: J; nl: J; eu: 4
| health | at: J; dk: J; gr: J; nl: J; eu: 4
| hotels etc | at: J; dk: J; gr: J; eu: 3
farm houses | bar: dk; eu
| factories etc | at: J; dk: J; gr: J; eu: 3
statistical | Total, Res | at: J; be: J; de: J; dk: J; fr: J; gr: J; lt: J; nl: J; uk: J; eu: 9
| single family houses | be: J; de: J; dk: J; fr: J; gr: J; nl: J; uk: J; eu: 7
| attached houses | be: J; de: J; dk: J; nl: J; uk: J; eu: 5
| row houses | be: J; de: J; dk: J; nl: J; uk: J; eu: 5
| multi family houses | be: J; de: J; dk: J; fr: J; gr: J; nl: J; uk: J; eu: 7
| Total, non Res | at: J; be: J; de: J; dk: J; fr: J; gr: J; nl: J; uk: J; eu: 8
| offices | at: J; de: J; dk: J; fr: J; gr: J; nl: J; uk: J; eu: 7
| education | at: J; dk: J; fr: J; gr: J; nl: J; uk: J; eu: 6
| health | at: J; dk: J; fr: J; gr: J; nl: J; uk: J; eu: 6
| hotels etc | at: J; be: J; de: J; dk: J; fr: J; gr: J; uk: J; eu: 7
| farm houses | de: J; dk: J; eu: 2
| factories etc | at: J; de: J; dk: J; gr: J; uk: J; eu: 5
estimate | Total, Res | bar: gr; eu
single family houses | bar: gr; eu
| attached houses | eu: 0
| row houses | eu: 0
multi family houses | bar: gr; eu
Total, non Res | bar: gr; eu
offices | bar: gr; eu
| education | de: J; gr: J; eu: 2
| health | de: J; gr: J; eu: 2
hotels etc | bar: gr; eu
| farm houses | eu: 0
factories etc | bar: gr; eu
Additional description
Insulation
Yes
Yes, partly
Yes, estimate
Windows
Yes
Yes, partly
Yes, estimate
Ventilation system
Yes
Yes, partly
Yes, estimate
Ventilation system, air flow rate
Yes
Yes, partly
Yes, estimate
Heating generation and distribution
Yes
Yes, partly
Yes, estimate
Boiler ages
Yes
Yes, partly
Yes, estimate
Boiler technology
Yes
Yes, partly
Yes, estimate
Heat pumps
Yes
Yes, partly
Yes, estimate
RES
Solar DHW
Yes
Yes, partly
Yes, estimate
PV systems
Yes
Yes, partly
Yes, estimate
Control systems
Yes
Yes, partly
Yes, estimate
Cooling, buildings with and without
Yes
Yes, partly
Yes, estimate
Lighting
Flourecent
Yes
Yes, partly
Yes, estimate
Electronic ballast
Yes
Yes, partly
Yes, estimate
Tools used to assess the impact …
Measures in existing building stock
Yes, possible to answer
Relevant to ask
Calculation of possible impact?
Yes, possible to answer
Relevant to ask
Which type of tool?
Yes, possible to answer
Relevant to ask
How do you calculate?
Yes, possible to answer
Relevant to ask
How do you register implemented measures?
Yes, possible to answer
Relevant to ask
Will a tool help you?
Yes, possible to answer
Relevant to ask
Do you have any demands on such a tool?
Yes, possible to answer
Relevant to ask
Content

## AT
| Residential buildings | [5 empty] | Non residential buildings
x | Total | single family houses | attached houses | row houses | multi family houses | other | Total | offices | education | health | hotels etc | farm houses | factories etc | other
Characterisation of existing building stock
# buildings | 1 | [5 empty] | 1 | 1 | 1 | 1 | 1 |  | 1
area / type | [6 empty] | 1 | 1 | 1 | 1 | 1 |  | 1
in periods | 1 | [5 empty] | 1 | 1 | 1 | 1 | 1 |  | 1
statistical | 1 | [5 empty] | 1 | 1 | 1 | 1 | 1 |  | 1
estimate
Heating comsumption
typical const period
typical climate zone
country average
Incl DHW
statistical
estimate
DHW consumption in existing building stock
typical const period
typical climate zone
country average | [7 empty] | x | x | x | x
Incl DHW
statistical | [7 empty] | x | x | x | x
estimate
Cooling consumption in existing building stock
typical const period
typical climate zone
country average
statistical
estimate
Electricity consumption in existing building stock
typical const period
typical climate zone
country average | [7 empty] | x | x | x | x
total consumption
building related
statistical | [7 empty] | x | x | x
estimate | [10 empty] | x
Thermal insulation in existing buildings
typical const period | [7 empty] | x | x | x | x
typical climate zone
country average
statistical
estimate | [7 empty] | x | x | x | x
U-values
Roofs | [7 empty] | x | x | x | x
Floors
Ext walls | [7 empty] | x | x | x | x
Windows | [7 empty] | x | x | x | x
Other
statistical
estimate | [7 empty] | x | x | x | x
Ventilation losses
typical const period
typical climate zone
country average
statistical
estimate
Additional description
Insulation
Yes
Yes, partly
Yes, estimate
Windows
Yes
Yes, partly
Yes, estimate
Ventilation system
Yes
Yes, partly
Yes, estimate
Ventilation system, air flow rate
Yes
Yes, partly
Yes, estimate
Heating generation and distribution
Yes
Yes, partly | [6 empty] | x
Yes, estimate
Boiler ages
Yes
Yes, partly
Yes, estimate
Boiler technology
Yes
Yes, partly
Yes, estimate
Heat pumps
Yes
Yes, partly
Yes, estimate
RES
Solar DHW
Yes
Yes, partly
Yes, estimate
PV systems
Yes
Yes, partly
Yes, estimate
Control systems
Yes
Yes, partly | [6 empty] | x
Yes, estimate
Cooling, building s with and without
Yes
Yes, partly | [6 empty] | x
Yes, estimate
Lighting
Flourecent
Yes
Yes, partly | [6 empty] | x
Yes, estimate
Electronic ballast
Yes
Yes, partly
Yes, estimate
Tools used to assess the impact …
Measures in existing building stock
Yes, possible to answer
Relevant to ask
Calculation of possible impact?
Yes, possible to answer
Relevant to ask
Which type of tool?
Yes, possible to answer
Relevant to ask
How do you calculate?
Yes, possible to answer
Relevant to ask
How do you register implemented measures?
Yes, possible to answer
Relevant to ask
Will a tool help you?
Yes, possible to answer
Relevant to ask
Do you have any demands on such a tool?
Yes, possible to answer
Relevant to ask
Energy consumption
Heating
Ventilation
Content

## BE
| Residential buildings | [5 empty] | Non residential buildings
x | Total | single family houses | attached houses | row houses | multi family houses | other | Total | offices | education | health | hotels etc | farm houses | factories etc | other
Characterisation of existing building stock
# buildings | 1 | 1 | 1 | 1 | 1 |  | 1 |  |  |  | 1
area / type | 1
in periods | 1
statistical | 1 | 1 | 1 | 1 | 1 |  | 1 |  |  |  | 1
estimate
Heating comsumption
typical const period
typical climate zone
country average
Incl DHW
statistical
estimate
DHW consumption in existing building stock
typical const period
typical climate zone
country average
Incl DHW
statistical
estimate
Cooling consumption in existing building stock
typical const period
typical climate zone
country average
statistical
estimate
Electricity consumption in existing building stock
typical const period
typical climate zone
country average
total consumption
building related
statistical
estimate
Thermal insulation in existing buildings
typical const period
typical climate zone
country average
statistical
estimate
U-values
Roofs
Floors
Ext walls
Windows
Other
statistical
estimate
Ventilation losses
typical const period
typical climate zone
country average
statistical
estimate
Additional description
Insulation
Yes
Yes, partly
Yes, estimate
Windows
Yes
Yes, partly | x
Yes, estimate
Ventilation system
Yes
Yes, partly
Yes, estimate
Ventilation system, air flow rate
Yes
Yes, partly
Yes, estimate
Heating generation and distribution
Yes
Yes, partly | x
Yes, estimate
Boiler ages
Yes
Yes, partly
Yes, estimate
Boiler technology
Yes
Yes, partly
Yes, estimate
Heat pumps
Yes
Yes, partly
Yes, estimate
RES
Solar DHW
Yes
Yes, partly
Yes, estimate
PV systems
Yes
Yes, partly
Yes, estimate
Control systems
Yes
Yes, partly
Yes, estimate
Cooling, building s with and without
Yes
Yes, partly
Yes, estimate
Lighting
Flourecent
Yes
Yes, partly
Yes, estimate
Electronic ballast
Yes
Yes, partly
Yes, estimate
Tools used to assess the impact …
Measures in existing building stock
Yes, possible to answer | x
Relevant to ask | x
Calculation of possible impact?
Yes, possible to answer | x
Relevant to ask | x
Which type of tool?
Yes, possible to answer | x
Relevant to ask | x
How do you calculate?
Yes, possible to answer
Relevant to ask | x
How do you register implemented measures?
Yes, possible to answer | x
Relevant to ask | x
Will a tool help you?
Yes, possible to answer | x
Relevant to ask | x
Do you have any demands on such a tool?
Yes, possible to answer | x
Relevant to ask | x
Energy consumption
Heating
Ventilation
Note on A3: The source for residential buildings comes from the national institution for statistics (general survey realised at the national level in 2001).
Note on A9: Studies are available in the different regions (Walloon region, Brussels regions and Flemish region) giving con-sumption values of a set of buildings not representative of the whole building stock. No extrapolation has been made at the level of the whole building stock - no country average is available since the subset of building is not representative of the whole building stock. The figures are based on questionnaires sended to different companies according to the sector considered. The percentage of answers (on voluntary basis) is always relatively limited. Final energy consumption and specific energy consumption (per m²) are given for both electricity and other types of energy consumption, all final uses included (heating, ventilation, DHW, …). In general, no distinction is made in these studies according to the construction period. Information is available in these studies for the following building types: - Commercial buildings - Hotels and restaurants, - Offices and administrations, - Education, - Health and related services, - Other types of services, - For some regions, figures are also available for swimming pools, The references of these studies are: 1. Aernouts, K. Jespers K. Bijlage bij de energiebalans Vlaanderen 2003: onafhankelijke methode - energiekengetallen van de tertiaire sector in Vlaanderen 2003, VITO, June 2005 2. Bilan énergétique de la Région de Bruxelles-Capitale en 2003. Consommations spécifiques du secteur tertiaire en 2003, Mars 2005, ICEDD 3. Bilan énergétique de la Région Wallonne 2002. Consommations spécifiques du secteur tertiaire 2002, Mars 2004, ICEDD 4. Employeurs et travailleurs assujettis à la sécurité sociale au 30 juin 2002 - Office national de sécurité sociale - available on http://www.onssrszlss.fgov.be/onssrsz/index.htm Typical climate zones are not relevant in the Belgian context. At the level of the standards and regulations, Belgium is chararterised by one climate, even if substantial climatic differences can be observed between the seaside and the extreme part of the Walloon region (300 km farther)
Note on A16: The authors are not aware of the existence of Belgian studies relative to the energy consumption for domestic hot water in any type of buildings. Monitoring results limited to specific buildings should be available but they don't give any information about the stock. In any case, in general, no specific meter is installed for this use of energy in buildings. One meter is generally installed at the level of the building and the consumption for domestic hot water is included within the final energy consumption of the building. Figures relative to the final energy consumption of buildings (including the consumption for the domestic hot water preparation) are available - see § relative to the energy consumption in the building stock.
Note on A23: - The authors are not aware of the existence of Belgian studies relative to the energy consumption for cooling in any type of buildings. Monitoring results limited to specific buildings should be available but they don't give any information about the stock. - In the residential sector, cooling is not so often applied in Belgium. If applied, these are most of the time mobile systems added afterwards. The consumption of such systems would be included in the global energy bill and it would not be possible to separate this consumption from the rest of the electrical consumption of the building. In any case, in general, no specific meter is installed for this use of energy in buildings. One meter is generally installed at the level of the building and the consumption for cooling is included within the final electrical consumption of the building. Figures relative to the final energy consumption of buildings (including the consumption for the cooling if present) are available - see § relative to the electrical consumption in the building stock.
Note on A29: Statistics should be availbale at least at the level of the energy providers. Its is not sure if segmentation between different type of building (e.g. according to the builing age) is available (to be checked). For non residential buildings, see comments about heating energy consumption. The same studies are including information relative to the electricity consumption.
Note on A37: About the residential sector, a study (SENVIVV study - BBRI) realised in 1995 has characterised 200 dwellings build in the Flemish region. This study has selected buildings build during three specific period of time when the thermal regulation has changed in this region: - 50 buildings build before september 1992 when no thermal regulation was in force in this region, - 50 buildings build between september 1992 and september 1993 when the first thermal regulation has been in-troduced, - 100 buildings build after september 1993 when the requirements of the thermal regulation have been strenghtened. The mandatory national enquête realised in 2001 in the residential sector has asked questions about themal insu-lation of the dwellings. Information at the national level are available for the following topics: - Presence of double glazing, - are the walls insulated?, - is the roof insulated?, - are the heating pipes insulated. However no information is available about the corresponding U values of these components. This information is available for the different building types mentionned above as well as for typical construction period About the non residential sector, a study realised in 2000 (Kantoor 2000 - BBRI - 2000) has chararcarised 100 offices buidings situated in the Flemish region. Information relative to U-value of all the wall types is available for 50 of them.
Note on A43: For the buildings analysed within the SENVIVV project, the U-values of all the walls of the dwellings can be given. For the limited set of building analysed with the 'Kantoor 2000' project, the U-values of the walls can also be given
Note on A51: This information cannot be given. Estimates of the ventilation rate are existing (values used within national standards and regulations). These estimates are however not based on extensive measurements realised within buildings.
Note on A58: There is no such typology in Belgium. The way to builld can be very different from one region to another one and were also very dependant on the period (1900, 1950,>1973,…).
Note on A62: R: The information can be provided for the residential sector, however with less details than those mentionned - only statistics about the presence of double glazing is available. NR: The authors are not aware of the existence of such information in the non residential sector. Information could maybe be provided by the glazing industry (to be checked).
Note on A66: R: The different ventilation systems applicable in the residential sector are described in a Belgian standard (NBN D50-001). A typology is defined there. In practice, only a limited number of residential building have complete ventilation system. Most of the time provisions are foreseen to exhaust the air and no specific supply is foreseen. No statistics can be provided about the number and the types of systems installed. NR: The authors are not aware of the existence of such information in the non residential sector.
Note on A70: R: The airflow rate has been measured in a few residential building in the scope of reasearch project (e.g. Etude Maison solaire - BBRI - 1998). In general no representative statstical value is available. NR: Measurement of airflow rates have been realised withn the scope of the above mentionned study (Kantoor 200). In this context, ventilation measurement have been realised in a limited set of buildings. The information obtained from this study are however not representative of the compete building stock.
Note on A74: R: The general national enquête realised in 2001 in the residential sector has asked some question about the heating system. The percentage of dwellings equiped with central heating system is available. The information relative to the type of boiler is however not available.
Note on A78: R: The authors are not aware of the existence of such information. Indirect information should be available via the minstry of finance via the subsidy allocated for the replacement of old boilers by new ones (to be checked). NR: The authors are not aware of the existence of such information.
Note on A82: R: Statistics are available about the sales of the different types of boilers, not only in the residential sector. These are yearly statiscs.
Note on A86: The authors are not aware of the existence of such information. It should be possible to obtain information relative to the sales of heat pumps via the producers.
Note on A91: R: Figures should be available since subsidies are allocated for the installation of such systems. Some statistics should be available via this way (to be checked). However subsidies are not available in every place in Belgium. The authors don't think that a global statistical value can be obtained.
Note on A95: The authors are not aware of the existence of such information. It should be possible to obtain information relative to the sales of PV via the producers.
Note on A99: R: Partial information must be availble about the control systems since subsidy are allocated for the placement of regulation systems (a.o. for thermostatic valves). NR: The authors are not aware of the existence of such information.
Note on A103: No. Information about the sales could probably be obtained via the supplyers of these systems, but this will not give information about the % of buildings.
Note on A108: R: A study has been realised in 2002 in the residential sector. Partial statistics should be available. NR: Some information should be available via the above mentionned 'Kantoor 2000' project. However, this information is not representative of the complete building stock.
Note on A112: Information about the sales is available via the producers of electronic balast. This however doesn't give answers about the % at the level of the building stock.
Note on A117: Several measures have been introduced in the past years as for instance tax reduction in case of investment allowing to reduce the energy consumption. Studies have been realised in order to assess the impact of these measures. This question is relevant to ask.
Note on A120: Several measures have been introduced in the past years as for instance tax reduction in case of investment allowing to reduce the energy consumption. Studies have been realised in order to assess the impact of these measures. This question is relevant to ask.
Note on A123: Specific studies are realised. However, our impression is that at least for the moment, the information relative to this topic is disseminated in a lot of different places and that this information is most of the time very partial.
Note on A126: Specific studies are realised. However, our impression is that at least for the moment, the information relative to this topic is disseminated in a lot of different places and that this information is most of the time very partial.
Note on A129: No comment.
Note on A132: No comment.
Note on A135: No comment.
Content

## CS
| Residential buildings | [5 empty] | Non residential buildings
| Total | single family houses | attached houses | row houses | multi family houses | other | Total | offices | education | health | hotels etc | farm houses | factories etc | other
Characterisation of existing building stock
# buildings
area / type
in periods
statistical
estimate
Heating comsumption
typical const period
typical climate zone
country average
Incl DHW
statistical
estimate
DHW consumption in existing building stock
typical const period
typical climate zone
country average
Incl DHW
statistical
estimate
Cooling consumption in existing building stock
typical const period
typical climate zone
country average
statistical
estimate
Electricity consumption in existing building stock
typical const period
typical climate zone
country average
total consumption
building related
statistical
estimate
Thermal insulation in existing buildings
typical const period
typical climate zone
country average
statistical
estimate
U-values
Roofs
Floors
Ext walls
Windows
Other
statistical
estimate
Ventilation losses
typical const period
typical climate zone
country average
statistical
estimate
Additional description
Insulation
Yes
Yes, partly
Yes, estimate
Windows
Yes
Yes, partly
Yes, estimate
Ventilation system
Yes
Yes, partly
Yes, estimate
Ventilation system, air flow rate
Yes
Yes, partly
Yes, estimate
Heating generation and distribution
Yes
Yes, partly
Yes, estimate
Boiler ages
Yes
Yes, partly
Yes, estimate
Boiler technology
Yes
Yes, partly
Yes, estimate
Heat pumps
Yes
Yes, partly
Yes, estimate
RES
Solar DHW
Yes
Yes, partly
Yes, estimate
PV systems
Yes
Yes, partly
Yes, estimate
Control systems
Yes
Yes, partly
Yes, estimate
Cooling, building s with and without
Yes
Yes, partly
Yes, estimate
Lighting
Flourecent
Yes
Yes, partly
Yes, estimate
Electronic ballast
Yes
Yes, partly
Yes, estimate
Tools used to assess the impact …
Measures in existing building stock
Yes, possible to answer
Relevant to ask
Calculation of possible impact?
Yes, possible to answer
Relevant to ask
Which type of tool?
Yes, possible to answer
Relevant to ask
How do you calculate?
Yes, possible to answer
Relevant to ask
How do you register implemented measures?
Yes, possible to answer
Relevant to ask
Will a tool help you?
Yes, possible to answer
Relevant to ask
Do you have any demands on such a tool?
Yes, possible to answer
Relevant to ask
Energy consumption
Heating
Ventilation
Content

## CY
| Residential buildings | [5 empty] | Non residential buildings
| Total | single family houses | attached houses | row houses | multi family houses | other | Total | offices | education | health | hotels etc | farm houses | factories etc | other
Characterisation of existing building stock
# buildings
area / type
in periods
statistical
estimate
Heating comsumption
typical const period
typical climate zone
country average
Incl DHW
statistical
estimate
DHW consumption in existing building stock
typical const period
typical climate zone
country average
Incl DHW
statistical
estimate
Cooling consumption in existing building stock
typical const period
typical climate zone
country average
statistical
estimate
Electricity consumption in existing building stock
typical const period
typical climate zone
country average
total consumption
building related
statistical
estimate
Thermal insulation in existing buildings
typical const period
typical climate zone
country average
statistical
estimate
U-values
Roofs
Floors
Ext walls
Windows
Other
statistical
estimate
Ventilation losses
typical const period
typical climate zone
country average
statistical
estimate
Additional description
Insulation
Yes
Yes, partly
Yes, estimate
Windows
Yes
Yes, partly
Yes, estimate
Ventilation system
Yes
Yes, partly
Yes, estimate
Ventilation system, air flow rate
Yes
Yes, partly
Yes, estimate
Heating generation and distribution
Yes
Yes, partly
Yes, estimate
Boiler ages
Yes
Yes, partly
Yes, estimate
Boiler technology
Yes
Yes, partly
Yes, estimate
Heat pumps
Yes
Yes, partly
Yes, estimate
RES
Solar DHW
Yes
Yes, partly
Yes, estimate
PV systems
Yes
Yes, partly
Yes, estimate
Control systems
Yes
Yes, partly
Yes, estimate
Cooling, building s with and without
Yes
Yes, partly
Yes, estimate
Lighting
Flourecent
Yes
Yes, partly
Yes, estimate
Electronic ballast
Yes
Yes, partly
Yes, estimate
Tools used to assess the impact …
Measures in existing building stock
Yes, possible to answer
Relevant to ask
Calculation of possible impact?
Yes, possible to answer
Relevant to ask
Which type of tool?
Yes, possible to answer
Relevant to ask
How do you calculate?
Yes, possible to answer
Relevant to ask
How do you register implemented measures?
Yes, possible to answer
Relevant to ask
Will a tool help you?
Yes, possible to answer
Relevant to ask
Do you have any demands on such a tool?
Yes, possible to answer
Relevant to ask
Energy consumption
Heating
Ventilation
Content

## DE
| Residential buildings | [5 empty] | Non residential buildings
x | Total | single family houses | attached houses | row houses | multi family houses | other | Total | offices | education | health | hotels etc | farm houses | factories etc | other
Characterisation of existing building stock
# buildings | 1 | 1 | 1 | 1 | 1 |  | 1 | 1 | 1 | 1 | 1 | 1 | 1
area / type | 1 | 1 | 1 | 1 | 1 |  | 1
in periods
statistical | 1 | 1 | 1 | 1 | 1 |  | 1 | 1 |  |  | 1 | 1 | 1
estimate | [8 empty] | 1 | 1
Heating comsumption
typical const period
typical climate zone
country average | x | [5 empty] | x | x | x |  |  |  | x
Incl DHW | x | [5 empty] | x | x | x |  |  |  | x
statistical | x
estimate | [6 empty] | x | x | x |  |  |  | x
DHW consumption in existing building stock
typical const period
typical climate zone
country average
Incl DHW
statistical
estimate
Cooling consumption in existing building stock
typical const period
typical climate zone
country average
statistical
estimate
Electricity consumption in existing building stock
typical const period
typical climate zone
country average | [8 empty] | x
total consumption
building related
statistical
estimate | [8 empty] | x
Thermal insulation in existing buildings
typical const period
typical climate zone
country average | x | [5 empty] | x
statistical
estimate | x | [5 empty] | x
U-values
Roofs | x | [5 empty] | x
Floors | x | [5 empty] | x
Ext walls | x | [5 empty] | x
Windows | x | [5 empty] | x
Other
statistical
estimate | x | [5 empty] | x
Ventilation losses
typical const period
typical climate zone
country average
statistical
estimate
Additional description
Insulation
Yes
Yes, partly
Yes, estimate
Windows
Yes
Yes, partly
Yes, estimate | x | [5 empty] | x
Ventilation system
Yes
Yes, partly
Yes, estimate | x
Ventilation system, air flow rate
Yes | x
Yes, partly
Yes, estimate | [6 empty] | x
Heating generation and distribution
Yes
Yes, partly | x
Yes, estimate | [6 empty] | x
Boiler ages
Yes | x
Yes, partly
Yes, estimate
Boiler technology
Yes
Yes, partly
Yes, estimate
Heat pumps
Yes
Yes, partly
Yes, estimate
RES
Solar DHW
Yes
Yes, partly
Yes, estimate
PV systems
Yes
Yes, partly
Yes, estimate
Control systems
Yes
Yes, partly
Yes, estimate | [6 empty] | x
Cooling, building s with and without
Yes
Yes, partly
Yes, estimate | [6 empty] | x
Lighting
Flourecent
Yes
Yes, partly
Yes, estimate | x | [5 empty] | x
Electronic ballast
Yes
Yes, partly
Yes, estimate | [6 empty] | x
Tools used to assess the impact …
Measures in existing building stock
Yes, possible to answer | x
Relevant to ask
Calculation of possible impact?
Yes, possible to answer | x
Relevant to ask
Which type of tool?
Yes, possible to answer | x
Relevant to ask
How do you calculate?
Yes, possible to answer | x
Relevant to ask
How do you register implemented measures?
Yes, possible to answer
Relevant to ask | x
Will a tool help you?
Yes, possible to answer | x
Relevant to ask
Do you have any demands on such a tool?
Yes, possible to answer | x
Relevant to ask
Energy consumption
Heating
Ventilation
Content

## DK
| Residential buildings | [5 empty] | Non residential buildings
x | Total | single family houses | attached houses | row houses | multi family houses | other | Total | offices | education | health | hotels etc | farm houses | factories etc | other
Characterisation of existing building stock
# buildings | 1 | 1 | 1 | 1 | 1 |  | 1 | 1 | 1 | 1 | 1 | 1 | 1
area / type | 1 | 1 | 1 | 1 | 1 |  | 1 | 1 | 1 | 1 | 1 | 1 | 1
in periods | 1 | 1 | 1 | 1 | 1 |  | 1 | 1 | 1 | 1 | 1 | 1 | 1
statistical | 1 | 1 | 1 | 1 | 1 |  | 1 | 1 | 1 | 1 | 1 | 1 | 1
estimate
Heating comsumption
typical const period | x | x | x | x | x
typical climate zone
country average | x | x | x | x | x
Incl DHW | x | x | x | x | x
statistical | x | x | x | x | x
estimate
DHW consumption in existing building stock
typical const period
typical climate zone
country average | x | x | x | x | x |  | x | x | x | x | x |  | x
Incl DHW
statistical | [6 empty] | x | x | x | x | x |  | x
estimate | x | x | x | x | x
Cooling consumption in existing building stock
typical const period
typical climate zone
country average | [6 empty] | x | x | x | x | x |  | x
statistical | [6 empty] | x | x | x | x | x |  | x
estimate
Electricity consumption in existing building stock
typical const period
typical climate zone
country average | x | [5 empty] | x | x | x | x | x |  | x
total consumption | x | [5 empty] | x | x | x | x | x |  | x
building related
statistical | x | [5 empty] | x | x | x | x | x |  | x
estimate
Thermal insulation in existing buildings
typical const period | x | x | x | x | x
typical climate zone
country average | [7 empty] | x | x | x | x |  | x
statistical | x | x | x | x | x |  |  | x | x | x | x |  | x
estimate
U-values
Roofs | x | x | x | x | x | x
Floors | x | x | x | x | x | x
Ext walls | x | x | x | x | x | x
Windows | x | x | x | x | x | x
Other | x | x | x | x | x | x
statistical | x | x | x | x | x | x
estimate
Ventilation losses
typical const period | x | x | x | x | x
typical climate zone
country average | x | x | x | x | x
statistical
estimate | x | x | x | x | x
Additional description
Insulation
Yes
Yes, partly
Yes, estimate | x
Windows
Yes
Yes, partly
Yes, estimate | x
Ventilation system
Yes
Yes, partly
Yes, estimate
Ventilation system, air flow rate
Yes
Yes, partly
Yes, estimate | x
Heating generation and distribution
Yes
Yes, partly | x | [5 empty] | x
Yes, estimate
Boiler ages
Yes
Yes, partly
Yes, estimate
Boiler technology
Yes
Yes, partly | [6 empty] | x
Yes, estimate
Heat pumps
Yes
Yes, partly
Yes, estimate
RES
Solar DHW
Yes
Yes, partly
Yes, estimate | x
PV systems
Yes
Yes, partly
Yes, estimate | x | [5 empty] | x
Control systems
Yes
Yes, partly
Yes, estimate | x | [5 empty] | x
Cooling, buildings with and without
Yes
Yes, partly
Yes, estimate | x
Lighting
Flourecent
Yes | [6 empty] | x
Yes, partly
Yes, estimate
Electronic ballast
Yes | [6 empty] | x
Yes, partly
Yes, estimate
Tools used to assess the impact …
Measures in existing building stock
Yes, possible to answer
Relevant to ask | x
Calculation of possible impact?
Yes, possible to answer | x
Relevant to ask
Which type of tool?
Yes, possible to answer | x
Relevant to ask
How do you calculate?
Yes, possible to answer | x
Relevant to ask
How do you register implemented measures?
Yes, possible to answer
Relevant to ask | x
Will a tool help you?
Yes, possible to answer | x
Relevant to ask
Do you have any demands on such a tool?
Yes, possible to answer
Relevant to ask | x
Energy consumption
Heating
Ventilation
Content

## ES
| Residential buildings | [5 empty] | Non residential buildings
| Total | single family houses | attached houses | row houses | multi family houses | other | Total | offices | education | health | hotels etc | farm houses | factories etc | other
Characterisation of existing building stock
# buildings
area / type
in periods
statistical
estimate
Heating comsumption
typical const period
typical climate zone
country average
Incl DHW
statistical
estimate
DHW consumption in existing building stock
typical const period
typical climate zone
country average
Incl DHW
statistical
estimate
Cooling consumption in existing building stock
typical const period
typical climate zone
country average
statistical
estimate
Electricity consumption in existing building stock
typical const period
typical climate zone
country average
total consumption
building related
statistical
estimate
Thermal insulation in existing buildings
typical const period
typical climate zone
country average
statistical
estimate
U-values
Roofs
Floors
Ext walls
Windows
Other
statistical
estimate
Ventilation losses
typical const period
typical climate zone
country average
statistical
estimate
Additional description
Insulation
Yes
Yes, partly
Yes, estimate
Windows
Yes
Yes, partly
Yes, estimate
Ventilation system
Yes
Yes, partly
Yes, estimate
Ventilation system, air flow rate
Yes
Yes, partly
Yes, estimate
Heating generation and distribution
Yes
Yes, partly
Yes, estimate
Boiler ages
Yes
Yes, partly
Yes, estimate
Boiler technology
Yes
Yes, partly
Yes, estimate
Heat pumps
Yes
Yes, partly
Yes, estimate
RES
Solar DHW
Yes
Yes, partly
Yes, estimate
PV systems
Yes
Yes, partly
Yes, estimate
Control systems
Yes
Yes, partly
Yes, estimate
Cooling, building s with and without
Yes
Yes, partly
Yes, estimate
Lighting
Flourecent
Yes
Yes, partly
Yes, estimate
Electronic ballast
Yes
Yes, partly
Yes, estimate
Tools used to assess the impact …
Measures in existing building stock
Yes, possible to answer
Relevant to ask
Calculation of possible impact?
Yes, possible to answer
Relevant to ask
Which type of tool?
Yes, possible to answer
Relevant to ask
How do you calculate?
Yes, possible to answer
Relevant to ask
How do you register implemented measures?
Yes, possible to answer
Relevant to ask
Will a tool help you?
Yes, possible to answer
Relevant to ask
Do you have any demands on such a tool?
Yes, possible to answer
Relevant to ask
Energy consumption
Heating
Ventilation
Content

## ET
| Residential buildings | [5 empty] | Non residential buildings
| Total | single family houses | attached houses | row houses | multi family houses | other | Total | offices | education | health | hotels etc | farm houses | factories etc | other
Characterisation of existing building stock
# buildings
area / type
in periods
statistical
estimate
Heating comsumption
typical const period
typical climate zone
country average
Incl DHW
statistical
estimate
DHW consumption in existing building stock
typical const period
typical climate zone
country average
Incl DHW
statistical
estimate
Cooling consumption in existing building stock
typical const period
typical climate zone
country average
statistical
estimate
Electricity consumption in existing building stock
typical const period
typical climate zone
country average
total consumption
building related
statistical
estimate
Thermal insulation in existing buildings
typical const period
typical climate zone
country average
statistical
estimate
U-values
Roofs
Floors
Ext walls
Windows
Other
statistical
estimate
Ventilation losses
typical const period
typical climate zone
country average
statistical
estimate
Additional description
Insulation
Yes
Yes, partly
Yes, estimate
Windows
Yes
Yes, partly
Yes, estimate
Ventilation system
Yes
Yes, partly
Yes, estimate
Ventilation system, air flow rate
Yes
Yes, partly
Yes, estimate
Heating generation and distribution
Yes
Yes, partly
Yes, estimate
Boiler ages
Yes
Yes, partly
Yes, estimate
Boiler technology
Yes
Yes, partly
Yes, estimate
Heat pumps
Yes
Yes, partly
Yes, estimate
RES
Solar DHW
Yes
Yes, partly
Yes, estimate
PV systems
Yes
Yes, partly
Yes, estimate
Control systems
Yes
Yes, partly
Yes, estimate
Cooling, building s with and without
Yes
Yes, partly
Yes, estimate
Lighting
Flourecent
Yes
Yes, partly
Yes, estimate
Electronic ballast
Yes
Yes, partly
Yes, estimate
Tools used to assess the impact …
Measures in existing building stock
Yes, possible to answer
Relevant to ask
Calculation of possible impact?
Yes, possible to answer
Relevant to ask
Which type of tool?
Yes, possible to answer
Relevant to ask
How do you calculate?
Yes, possible to answer
Relevant to ask
How do you register implemented measures?
Yes, possible to answer
Relevant to ask
Will a tool help you?
Yes, possible to answer
Relevant to ask
Do you have any demands on such a tool?
Yes, possible to answer
Relevant to ask
Energy consumption
Heating
Ventilation
Content

## FI
| Residential buildings | [5 empty] | Non residential buildings
| Total | single family houses | attached houses | row houses | multi family houses | other | Total | offices | education | health | hotels etc | farm houses | factories etc | other
Characterisation of existing building stock
# buildings
area / type
in periods
statistical
estimate
Heating comsumption
typical const period
typical climate zone
country average
Incl DHW
statistical
estimate
DHW consumption in existing building stock
typical const period
typical climate zone
country average
Incl DHW
statistical
estimate
Cooling consumption in existing building stock
typical const period
typical climate zone
country average
statistical
estimate
Electricity consumption in existing building stock
typical const period
typical climate zone
country average
total consumption
building related
statistical
estimate
Thermal insulation in existing buildings
typical const period
typical climate zone
country average
statistical
estimate
U-values
Roofs
Floors
Ext walls
Windows
Other
statistical
estimate
Ventilation losses
typical const period
typical climate zone
country average
statistical
estimate
Additional description
Insulation
Yes
Yes, partly
Yes, estimate
Windows
Yes
Yes, partly
Yes, estimate
Ventilation system
Yes
Yes, partly
Yes, estimate
Ventilation system, air flow rate
Yes
Yes, partly
Yes, estimate
Heating generation and distribution
Yes
Yes, partly
Yes, estimate
Boiler ages
Yes
Yes, partly
Yes, estimate
Boiler technology
Yes
Yes, partly
Yes, estimate
Heat pumps
Yes
Yes, partly
Yes, estimate
RES
Solar DHW
Yes
Yes, partly
Yes, estimate
PV systems
Yes
Yes, partly
Yes, estimate
Control systems
Yes
Yes, partly
Yes, estimate
Cooling, building s with and without
Yes
Yes, partly
Yes, estimate
Lighting
Flourecent
Yes
Yes, partly
Yes, estimate
Electronic ballast
Yes
Yes, partly
Yes, estimate
Tools used to assess the impact …
Measures in existing building stock
Yes, possible to answer
Relevant to ask
Calculation of possible impact?
Yes, possible to answer
Relevant to ask
Which type of tool?
Yes, possible to answer
Relevant to ask
How do you calculate?
Yes, possible to answer
Relevant to ask
How do you register implemented measures?
Yes, possible to answer
Relevant to ask
Will a tool help you?
Yes, possible to answer
Relevant to ask
Do you have any demands on such a tool?
Yes, possible to answer
Relevant to ask
Energy consumption
Heating
Ventilation
Content

## FR
| Residential buildings | [5 empty] | Non residential buildings
x | Total | single family houses | attached houses | row houses | multi family houses | other | Total | offices | education | health | hotels etc | farm houses | factories etc | other
Characterisation of existing building stock
# buildings | 1 | 1 |  |  | 1
area / type | 1 | [5 empty] | 1 | 1 | 1 | 1 | 1
in periods | 1
statistical | 1 | 1 |  |  | 1 |  | 1 | 1 | 1 | 1 | 1
estimate
Heating comsumption
typical const period | x | x
typical climate zone
country average | x | x |  |  |  |  | x | x | x | x | x
Incl DHW | [6 empty] | x | x | x | x | x
statistical | x | x |  |  |  |  | x | x | x | x | x
estimate
DHW consumption in existing building stock
typical const period
typical climate zone
country average | x | x | [5 empty] | x | x | x | x
Incl DHW
statistical
estimate | x | x | [5 empty] | x | x | x | x
Cooling consumption in existing building stock
typical const period
typical climate zone
country average
statistical
estimate
Electricity consumption in existing building stock
typical const period | x | x
typical climate zone
country average | x | x
total consumption | [6 empty] | x | x | x | x | x
building related
statistical | x | x |  |  |  |  | x | x | x | x | x
estimate
Thermal insulation in existing buildings
typical const period
typical climate zone
country average
statistical
estimate
U-values
Roofs
Floors
Ext walls
Windows
Other
statistical
estimate
Ventilation losses
typical const period
typical climate zone
country average
statistical
estimate
Additional description
Insulation
Yes
Yes, partly | x | [5 empty] | x
Yes, estimate | x
Windows
Yes
Yes, partly
Yes, estimate | x | [5 empty] | x
Ventilation system
Yes
Yes, partly
Yes, estimate | x | [5 empty] | x
Ventilation system, air flow rate
Yes
Yes, partly
Yes, estimate
Heating generation and distribution
Yes | x | [5 empty] | x
Yes, partly
Yes, estimate
Boiler ages
Yes
Yes, partly | x
Yes, estimate
Boiler technology
Yes
Yes, partly
Yes, estimate
Heat pumps
Yes
Yes, partly
Yes, estimate
RES
Solar DHW
Yes
Yes, partly | x | [5 empty] | x
Yes, estimate
PV systems
Yes
Yes, partly | x | [5 empty] | x
Yes, estimate
Control systems
Yes
Yes, partly | x | [5 empty] | x
Yes, estimate
Cooling, building s with and without
Yes
Yes, partly | x | [5 empty] | x
Yes, estimate
Lighting
Flourecent
Yes
Yes, partly | x | [5 empty] | x
Yes, estimate
Electronic ballast
Yes
Yes, partly | x | [5 empty] | x
Yes, estimate
Tools used to assess the impact …
Measures in existing building stock
Yes, possible to answer
Relevant to ask | x
Calculation of possible impact?
Yes, possible to answer
Relevant to ask | x
Which type of tool?
Yes, possible to answer | x
Relevant to ask | x
How do you calculate?
Yes, possible to answer
Relevant to ask | x
How do you register implemented measures?
Yes, possible to answer
Relevant to ask | x
Will a tool help you?
Yes, possible to answer
Relevant to ask | x
Do you have any demands on such a tool?
Yes, possible to answer
Relevant to ask | x
Energy consumption
Heating
Ventilation
Content

## GR
| Residential buildings | [5 empty] | Non residential buildings
x | Total | single family houses | attached houses | row houses | multi family houses | other | Total | offices | education | health | hotels etc | farm houses | factories etc | other
Characterisation of existing building stock
# buildings | 1 | 1 |  |  | 1 |  | 1 | 1 | 1 | 1 | 1 |  | 1
area / type | 1 | 1 |  | 1 | 1 |  | 1 | 1 | 1 | 1 | 1 |  | 1
in periods | 1 | 1 |  |  | 1 |  | 1 | 1 | 1 | 1 | 1 |  | 1
statistical | 1 | 1 |  |  | 1 |  | 1 | 1 | 1 | 1 | 1 |  | 1
estimate | 1 | 1 |  |  | 1 |  | 1 | 1 | 1 | 1 | 1 |  | 1
Heating comsumption
typical const period
typical climate zone
country average |  | x |  | x |  |  | x | x | x | x | x
Incl DHW
statistical |  | x |  | x
estimate |  | x |  | x |  |  | x | x | x | x | x
DHW consumption in existing building stock
typical const period
typical climate zone
country average |  | x |  | x
Incl DHW
statistical |  | x |  | x
estimate
Cooling consumption in existing building stock
typical const period
typical climate zone
country average | x | x | x | x | x |  | x | x | x | x | x |  |  | x
statistical
estimate | x | x | x | x | x |  | x | x | x | x | x |  |  | x
Electricity consumption in existing building stock
typical const period | [9 empty] | x
typical climate zone
country average |  | x |  | x |  |  | x | x | x | x | x |  |  | x
total consumption |  | x |  | x |  |  | x | x | x | x | x |  |  | x
building related |  | x |  | x |  |  | x | x | x | x | x |  |  | x
statistical |  | x |  | x
estimate | [6 empty] | x | x | x | x | x |  |  | x
Thermal insulation in existing buildings
typical const period | x | x | x | x | x |  | x | x | x | x | x | x | x
typical climate zone | x | x | x | x | x |  | x | x | x | x | x | x | x
country average | x | x | x | x | x |  | x | x | x | x | x | x | x
statistical
estimate | x | x | x | x | x |  | x | x | x | x | x | x | x
U-values
Roofs | x | x | x | x | x |  | x | x | x | x | x | x | x
Floors | x | x | x | x | x |  | x | x | x | x | x | x | x
Ext walls | x | x | x | x | x |  | x | x | x | x | x | x | x
Windows | x | x | x | x | x |  | x | x | x | x | x | x | x
Other
statistical
estimate
Ventilation losses
typical const period
typical climate zone
country average
statistical
estimate
Additional description
Insulation
Yes
Yes, partly
Yes, estimate
Windows
Yes
Yes, partly | x
Yes, estimate | [6 empty] | x
Ventilation system
Yes
Yes, partly
Yes, estimate | x | [5 empty] | x
Ventilation system, air flow rate
Yes
Yes, partly
Yes, estimate
Heating generation and distribution
Yes
Yes, partly | x | [5 empty] | x
Yes, estimate
Boiler ages
Yes
Yes, partly
Yes, estimate | x | [5 empty] | x
Boiler technology
Yes
Yes, partly
Yes, estimate | x | [5 empty] | x
Heat pumps
Yes
Yes, partly
Yes, estimate
RES
Solar DHW
Yes
Yes, partly | x
Yes, estimate | [6 empty] | x
PV systems
Yes
Yes, partly
Yes, estimate | x | [5 empty] | x
Control systems
Yes
Yes, partly
Yes, estimate
Cooling, building s with and without
Yes
Yes, partly
Yes, estimate | x | [5 empty] | x
Lighting
Flourecent
Yes
Yes, partly
Yes, estimate | x | [5 empty] | x
Electronic ballast
Yes
Yes, partly
Yes, estimate | x | [5 empty] | x
Tools used to assess the impact …
Measures in existing building stock
Yes, possible to answer | x
Relevant to ask
Calculation of possible impact?
Yes, possible to answer | x
Relevant to ask
Which type of tool?
Yes, possible to answer | x
Relevant to ask
How do you calculate?
Yes, possible to answer
Relevant to ask | x
How do you register implemented measures?
Yes, possible to answer
Relevant to ask | x
Will a tool help you?
Yes, possible to answer | x
Relevant to ask
Do you have any demands on such a tool?
Yes, possible to answer | x
Relevant to ask
Energy consumption
Heating
Ventilation
Content

## HU
| Residential buildings | [5 empty] | Non residential buildings
| Total | single family houses | attached houses | row houses | multi family houses | other | Total | offices | education | health | hotels etc | farm houses | factories etc | other
Characterisation of existing building stock
# buildings
area / type
in periods
statistical
estimate
Heating comsumption
typical const period
typical climate zone
country average
Incl DHW
statistical
estimate
DHW consumption in existing building stock
typical const period
typical climate zone
country average
Incl DHW
statistical
estimate
Cooling consumption in existing building stock
typical const period
typical climate zone
country average
statistical
estimate
Electricity consumption in existing building stock
typical const period
typical climate zone
country average
total consumption
building related
statistical
estimate
Thermal insulation in existing buildings
typical const period
typical climate zone
country average
statistical
estimate
U-values
Roofs
Floors
Ext walls
Windows
Other
statistical
estimate
Ventilation losses
typical const period
typical climate zone
country average
statistical
estimate
Additional description
Insulation
Yes
Yes, partly
Yes, estimate
Windows
Yes
Yes, partly
Yes, estimate
Ventilation system
Yes
Yes, partly
Yes, estimate
Ventilation system, air flow rate
Yes
Yes, partly
Yes, estimate
Heating generation and distribution
Yes
Yes, partly
Yes, estimate
Boiler ages
Yes
Yes, partly
Yes, estimate
Boiler technology
Yes
Yes, partly
Yes, estimate
Heat pumps
Yes
Yes, partly
Yes, estimate
RES
Solar DHW
Yes
Yes, partly
Yes, estimate
PV systems
Yes
Yes, partly
Yes, estimate
Control systems
Yes
Yes, partly
Yes, estimate
Cooling, building s with and without
Yes
Yes, partly
Yes, estimate
Lighting
Flourecent
Yes
Yes, partly
Yes, estimate
Electronic ballast
Yes
Yes, partly
Yes, estimate
Tools used to assess the impact …
Measures in existing building stock
Yes, possible to answer
Relevant to ask
Calculation of possible impact?
Yes, possible to answer
Relevant to ask
Which type of tool?
Yes, possible to answer
Relevant to ask
How do you calculate?
Yes, possible to answer
Relevant to ask
How do you register implemented measures?
Yes, possible to answer
Relevant to ask
Will a tool help you?
Yes, possible to answer
Relevant to ask
Do you have any demands on such a tool?
Yes, possible to answer
Relevant to ask
Energy consumption
Heating
Ventilation
Content

## IE
| Residential buildings | [5 empty] | Non residential buildings
| Total | single family houses | attached houses | row houses | multi family houses | other | Total | offices | education | health | hotels etc | farm houses | factories etc | other
Characterisation of existing building stock
# buildings
area / type
in periods
statistical
estimate
Heating comsumption
typical const period
typical climate zone
country average
Incl DHW
statistical
estimate
DHW consumption in existing building stock
typical const period
typical climate zone
country average
Incl DHW
statistical
estimate
Cooling consumption in existing building stock
typical const period
typical climate zone
country average
statistical
estimate
Electricity consumption in existing building stock
typical const period
typical climate zone
country average
total consumption
building related
statistical
estimate
Thermal insulation in existing buildings
typical const period
typical climate zone
country average
statistical
estimate
U-values
Roofs
Floors
Ext walls
Windows
Other
statistical
estimate
Ventilation losses
typical const period
typical climate zone
country average
statistical
estimate
Additional description
Insulation
Yes
Yes, partly
Yes, estimate
Windows
Yes
Yes, partly
Yes, estimate
Ventilation system
Yes
Yes, partly
Yes, estimate
Ventilation system, air flow rate
Yes
Yes, partly
Yes, estimate
Heating generation and distribution
Yes
Yes, partly
Yes, estimate
Boiler ages
Yes
Yes, partly
Yes, estimate
Boiler technology
Yes
Yes, partly
Yes, estimate
Heat pumps
Yes
Yes, partly
Yes, estimate
RES
Solar DHW
Yes
Yes, partly
Yes, estimate
PV systems
Yes
Yes, partly
Yes, estimate
Control systems
Yes
Yes, partly
Yes, estimate
Cooling, building s with and without
Yes
Yes, partly
Yes, estimate
Lighting
Flourecent
Yes
Yes, partly
Yes, estimate
Electronic ballast
Yes
Yes, partly
Yes, estimate
Tools used to assess the impact …
Measures in existing building stock
Yes, possible to answer
Relevant to ask
Calculation of possible impact?
Yes, possible to answer
Relevant to ask
Which type of tool?
Yes, possible to answer
Relevant to ask
How do you calculate?
Yes, possible to answer
Relevant to ask
How do you register implemented measures?
Yes, possible to answer
Relevant to ask
Will a tool help you?
Yes, possible to answer
Relevant to ask
Do you have any demands on such a tool?
Yes, possible to answer
Relevant to ask
Energy consumption
Heating
Ventilation
Content

## IT
| Residential buildings | [5 empty] | Non residential buildings
| Total | single family houses | attached houses | row houses | multi family houses | other | Total | offices | education | health | hotels etc | farm houses | factories etc | other
Characterisation of existing building stock
# buildings
area / type
in periods
statistical
estimate
Heating comsumption
typical const period
typical climate zone
country average
Incl DHW
statistical
estimate
DHW consumption in existing building stock
typical const period
typical climate zone
country average
Incl DHW
statistical
estimate
Cooling consumption in existing building stock
typical const period
typical climate zone
country average
statistical
estimate
Electricity consumption in existing building stock
typical const period
typical climate zone
country average
total consumption
building related
statistical
estimate
Thermal insulation in existing buildings
typical const period
typical climate zone
country average
statistical
estimate
U-values
Roofs
Floors
Ext walls
Windows
Other
statistical
estimate
Ventilation losses
typical const period
typical climate zone
country average
statistical
estimate
Additional description
Insulation
Yes
Yes, partly
Yes, estimate
Windows
Yes
Yes, partly
Yes, estimate
Ventilation system
Yes
Yes, partly
Yes, estimate
Ventilation system, air flow rate
Yes
Yes, partly
Yes, estimate
Heating generation and distribution
Yes
Yes, partly
Yes, estimate
Boiler ages
Yes
Yes, partly
Yes, estimate
Boiler technology
Yes
Yes, partly
Yes, estimate
Heat pumps
Yes
Yes, partly
Yes, estimate
RES
Solar DHW
Yes
Yes, partly
Yes, estimate
PV systems
Yes
Yes, partly
Yes, estimate
Control systems
Yes
Yes, partly
Yes, estimate
Cooling, building s with and without
Yes
Yes, partly
Yes, estimate
Lighting
Flourecent
Yes
Yes, partly
Yes, estimate
Electronic ballast
Yes
Yes, partly
Yes, estimate
Tools used to assess the impact …
Measures in existing building stock
Yes, possible to answer
Relevant to ask
Calculation of possible impact?
Yes, possible to answer
Relevant to ask
Which type of tool?
Yes, possible to answer
Relevant to ask
How do you calculate?
Yes, possible to answer
Relevant to ask
How do you register implemented measures?
Yes, possible to answer
Relevant to ask
Will a tool help you?
Yes, possible to answer
Relevant to ask
Do you have any demands on such a tool?
Yes, possible to answer
Relevant to ask
Energy consumption
Heating
Ventilation
Content

## LT
| Residential buildings | [5 empty] | Non residential buildings
x | Total | single family houses | attached houses | row houses | multi family houses | other | Total | offices | education | health | hotels etc | farm houses | factories etc | other
Characterisation of existing building stock
# buildings | 1
area / type | 1
in periods | 1
statistical | 1
estimate
Heating comsumption
typical const period
typical climate zone
country average
Incl DHW
statistical
estimate
DHW consumption in existing building stock
typical const period
typical climate zone
country average
Incl DHW
statistical
estimate
Cooling consumption in existing building stock
typical const period
typical climate zone
country average
statistical
estimate
Electricity consumption in existing building stock
typical const period
typical climate zone
country average
total consumption
building related
statistical
estimate
Thermal insulation in existing buildings
typical const period
typical climate zone
country average
statistical
estimate
U-values
Roofs
Floors
Ext walls
Windows
Other
statistical
estimate
Ventilation losses
typical const period
typical climate zone
country average
statistical
estimate
Additional description
Insulation
Yes
Yes, partly | x
Yes, estimate
Windows
Yes
Yes, partly
Yes, estimate
Ventilation system
Yes
Yes, partly
Yes, estimate
Ventilation system, air flow rate
Yes
Yes, partly
Yes, estimate
Heating generation and distribution
Yes
Yes, partly
Yes, estimate
Boiler ages
Yes
Yes, partly
Yes, estimate
Boiler technology
Yes
Yes, partly
Yes, estimate
Heat pumps
Yes
Yes, partly
Yes, estimate
RES
Solar DHW
Yes
Yes, partly
Yes, estimate
PV systems
Yes
Yes, partly
Yes, estimate
Control systems
Yes
Yes, partly
Yes, estimate
Cooling, building s with and without
Yes
Yes, partly
Yes, estimate
Lighting
Flourecent
Yes
Yes, partly
Yes, estimate
Electronic ballast
Yes
Yes, partly
Yes, estimate
Tools used to assess the impact …
Measures in existing building stock
Yes, possible to answer
Relevant to ask
Calculation of possible impact?
Yes, possible to answer
Relevant to ask
Which type of tool?
Yes, possible to answer
Relevant to ask
How do you calculate?
Yes, possible to answer
Relevant to ask
How do you register implemented measures?
Yes, possible to answer
Relevant to ask
Will a tool help you?
Yes, possible to answer
Relevant to ask
Do you have any demands on such a tool?
Yes, possible to answer
Relevant to ask
Energy consumption
Heating
Ventilation
Content

## LU
| Residential buildings | [5 empty] | Non residential buildings
| Total | single family houses | attached houses | row houses | multi family houses | other | Total | offices | education | health | hotels etc | farm houses | factories etc | other
Characterisation of existing building stock
# buildings
area / type
in periods
statistical
estimate
Heating comsumption
typical const period
typical climate zone
country average
Incl DHW
statistical
estimate
DHW consumption in existing building stock
typical const period
typical climate zone
country average
Incl DHW
statistical
estimate
Cooling consumption in existing building stock
typical const period
typical climate zone
country average
statistical
estimate
Electricity consumption in existing building stock
typical const period
typical climate zone
country average
total consumption
building related
statistical
estimate
Thermal insulation in existing buildings
typical const period
typical climate zone
country average
statistical
estimate
U-values
Roofs
Floors
Ext walls
Windows
Other
statistical
estimate
Ventilation losses
typical const period
typical climate zone
country average
statistical
estimate
Additional description
Insulation
Yes
Yes, partly
Yes, estimate
Windows
Yes
Yes, partly
Yes, estimate
Ventilation system
Yes
Yes, partly
Yes, estimate
Ventilation system, air flow rate
Yes
Yes, partly
Yes, estimate
Heating generation and distribution
Yes
Yes, partly
Yes, estimate
Boiler ages
Yes
Yes, partly
Yes, estimate
Boiler technology
Yes
Yes, partly
Yes, estimate
Heat pumps
Yes
Yes, partly
Yes, estimate
RES
Solar DHW
Yes
Yes, partly
Yes, estimate
PV systems
Yes
Yes, partly
Yes, estimate
Control systems
Yes
Yes, partly
Yes, estimate
Cooling, building s with and without
Yes
Yes, partly
Yes, estimate
Lighting
Flourecent
Yes
Yes, partly
Yes, estimate
Electronic ballast
Yes
Yes, partly
Yes, estimate
Tools used to assess the impact …
Measures in existing building stock
Yes, possible to answer
Relevant to ask
Calculation of possible impact?
Yes, possible to answer
Relevant to ask
Which type of tool?
Yes, possible to answer
Relevant to ask
How do you calculate?
Yes, possible to answer
Relevant to ask
How do you register implemented measures?
Yes, possible to answer
Relevant to ask
Will a tool help you?
Yes, possible to answer
Relevant to ask
Do you have any demands on such a tool?
Yes, possible to answer
Relevant to ask
Energy consumption
Heating
Ventilation
Content

## LV
| Residential buildings | [5 empty] | Non residential buildings
| Total | single family houses | attached houses | row houses | multi family houses | other | Total | offices | education | health | hotels etc | farm houses | factories etc | other
Characterisation of existing building stock
# buildings
area / type
in periods
statistical
estimate
Heating comsumption
typical const period
typical climate zone
country average
Incl DHW
statistical
estimate
DHW consumption in existing building stock
typical const period
typical climate zone
country average
Incl DHW
statistical
estimate
Cooling consumption in existing building stock
typical const period
typical climate zone
country average
statistical
estimate
Electricity consumption in existing building stock
typical const period
typical climate zone
country average
total consumption
building related
statistical
estimate
Thermal insulation in existing buildings
typical const period
typical climate zone
country average
statistical
estimate
U-values
Roofs
Floors
Ext walls
Windows
Other
statistical
estimate
Ventilation losses
typical const period
typical climate zone
country average
statistical
estimate
Additional description
Insulation
Yes
Yes, partly
Yes, estimate
Windows
Yes
Yes, partly
Yes, estimate
Ventilation system
Yes
Yes, partly
Yes, estimate
Ventilation system, air flow rate
Yes
Yes, partly
Yes, estimate
Heating generation and distribution
Yes
Yes, partly
Yes, estimate
Boiler ages
Yes
Yes, partly
Yes, estimate
Boiler technology
Yes
Yes, partly
Yes, estimate
Heat pumps
Yes
Yes, partly
Yes, estimate
RES
Solar DHW
Yes
Yes, partly
Yes, estimate
PV systems
Yes
Yes, partly
Yes, estimate
Control systems
Yes
Yes, partly
Yes, estimate
Cooling, building s with and without
Yes
Yes, partly
Yes, estimate
Lighting
Flourecent
Yes
Yes, partly
Yes, estimate
Electronic ballast
Yes
Yes, partly
Yes, estimate
Tools used to assess the impact …
Measures in existing building stock
Yes, possible to answer
Relevant to ask
Calculation of possible impact?
Yes, possible to answer
Relevant to ask
Which type of tool?
Yes, possible to answer
Relevant to ask
How do you calculate?
Yes, possible to answer
Relevant to ask
How do you register implemented measures?
Yes, possible to answer
Relevant to ask
Will a tool help you?
Yes, possible to answer
Relevant to ask
Do you have any demands on such a tool?
Yes, possible to answer
Relevant to ask
Energy consumption
Heating
Ventilation
Content

## MT
| Residential buildings | [5 empty] | Non residential buildings
| Total | single family houses | attached houses | row houses | multi family houses | other | Total | offices | education | health | hotels etc | farm houses | factories etc | other
Characterisation of existing building stock
# buildings
area / type
in periods
statistical
estimate
Heating comsumption
typical const period
typical climate zone
country average
Incl DHW
statistical
estimate
DHW consumption in existing building stock
typical const period
typical climate zone
country average
Incl DHW
statistical
estimate
Cooling consumption in existing building stock
typical const period
typical climate zone
country average
statistical
estimate
Electricity consumption in existing building stock
typical const period
typical climate zone
country average
total consumption
building related
statistical
estimate
Thermal insulation in existing buildings
typical const period
typical climate zone
country average
statistical
estimate
U-values
Roofs
Floors
Ext walls
Windows
Other
statistical
estimate
Ventilation losses
typical const period
typical climate zone
country average
statistical
estimate
Additional description
Insulation
Yes
Yes, partly
Yes, estimate
Windows
Yes
Yes, partly
Yes, estimate
Ventilation system
Yes
Yes, partly
Yes, estimate
Ventilation system, air flow rate
Yes
Yes, partly
Yes, estimate
Heating generation and distribution
Yes
Yes, partly
Yes, estimate
Boiler ages
Yes
Yes, partly
Yes, estimate
Boiler technology
Yes
Yes, partly
Yes, estimate
Heat pumps
Yes
Yes, partly
Yes, estimate
RES
Solar DHW
Yes
Yes, partly
Yes, estimate
PV systems
Yes
Yes, partly
Yes, estimate
Control systems
Yes
Yes, partly
Yes, estimate
Cooling, building s with and without
Yes
Yes, partly
Yes, estimate
Lighting
Flourecent
Yes
Yes, partly
Yes, estimate
Electronic ballast
Yes
Yes, partly
Yes, estimate
Tools used to assess the impact …
Measures in existing building stock
Yes, possible to answer
Relevant to ask
Calculation of possible impact?
Yes, possible to answer
Relevant to ask
Which type of tool?
Yes, possible to answer
Relevant to ask
How do you calculate?
Yes, possible to answer
Relevant to ask
How do you register implemented measures?
Yes, possible to answer
Relevant to ask
Will a tool help you?
Yes, possible to answer
Relevant to ask
Do you have any demands on such a tool?
Yes, possible to answer
Relevant to ask
Energy consumption
Heating
Ventilation
Content

## NL
| Residential buildings | [5 empty] | Non residential buildings
x | Total | single family houses | attached houses | row houses | multi family houses | other | Total | offices | education | health | hotels etc | farm houses | factories etc | other
Characterisation of existing building stock
# buildings | 1 | 1 | 1 | 1 | 1 |  | 1 | 1 | 1 | 1
area / type | 1 | 1 | 1 | 1 | 1 |  | 1 | 1 | 1 | 1
in periods | 1 | 1 | 1 | 1 | 1 |  | 1 | 1 | 1 | 1
statistical | 1 | 1 | 1 | 1 | 1 |  | 1 | 1 | 1 | 1
estimate
Heating comsumption
typical const period | x | x | x | x | x
typical climate zone
country average | x | x | x | x | x |  | x | x | x | x | x |  | x
Incl DHW | x | x | x | x | x |  | x | x | x | x | x |  | x
statistical | x | x | x | x | x |  | x | x | x | x | x |  | x
estimate
DHW consumption in existing building stock
typical const period
typical climate zone
country average | x | [5 empty] | x
Incl DHW
statistical | x | [5 empty] | x
estimate
Cooling consumption in existing building stock
typical const period
typical climate zone
country average | x | [5 empty] | x
statistical
estimate | x | [5 empty] | x
Electricity consumption in existing building stock
typical const period
typical climate zone
country average | x | [5 empty] | x
total consumption | x | [5 empty] | x
building related
statistical | x | [5 empty] | x
estimate
Thermal insulation in existing buildings
typical const period | x | [5 empty] | x
typical climate zone
country average | x | [5 empty] | x
statistical
estimate | x | [5 empty] | x
U-values
Roofs | x | [5 empty] | x
Floors | x | [5 empty] | x
Ext walls | x | [5 empty] | x
Windows | x
Other
statistical
estimate | x | [5 empty] | x
Ventilation losses
typical const period
typical climate zone
country average | x
statistical
estimate | x
Additional description
Insulation
Yes | x
Yes, partly
Yes, estimate | [6 empty] | x
Windows
Yes | x
Yes, partly
Yes, estimate | [6 empty] | x
Ventilation system
Yes
Yes, partly
Yes, estimate | x | [5 empty] | x
Ventilation system, air flow rate
Yes
Yes, partly
Yes, estimate
Heating generation and distribution
Yes | x
Yes, partly
Yes, estimate | [6 empty] | x
Boiler ages
Yes
Yes, partly
Yes, estimate | x | [5 empty] | x
Boiler technology
Yes
Yes, partly
Yes, estimate | x | [5 empty] | x
Heat pumps
Yes
Yes, partly
Yes, estimate | x | [5 empty] | x
RES
Solar DHW
Yes | x
Yes, partly
Yes, estimate | [6 empty] | x
PV systems
Yes | x
Yes, partly
Yes, estimate | [6 empty] | x
Control systems
Yes
Yes, partly
Yes, estimate | x | [5 empty] | x
Cooling, building s with and without
Yes
Yes, partly
Yes, estimate | x | [5 empty] | x
Lighting
Flourecent
Yes
Yes, partly
Yes, estimate | x | [5 empty] | x
Electronic ballast
Yes
Yes, partly
Yes, estimate | x | [5 empty] | x
Tools used to assess the impact …
Measures in existing building stock
Yes, possible to answer | x
Relevant to ask | x
Calculation of possible impact?
Yes, possible to answer | x
Relevant to ask | x
Which type of tool?
Yes, possible to answer | x
Relevant to ask | x
How do you calculate?
Yes, possible to answer | x
Relevant to ask | x
How do you register implemented measures?
Yes, possible to answer | x
Relevant to ask | x
Will a tool help you?
Yes, possible to answer | x
Relevant to ask | x
Do you have any demands on such a tool?
Yes, possible to answer | x
Relevant to ask | x
Energy consumption
Heating
Ventilation
Content

## PL
| Residential buildings | [5 empty] | Non residential buildings
| Total | single family houses | attached houses | row houses | multi family houses | other | Total | offices | education | health | hotels etc | farm houses | factories etc | other
Characterisation of existing building stock
# buildings
area / type
in periods
statistical
estimate
Heating comsumption
typical const period
typical climate zone
country average
Incl DHW
statistical
estimate
DHW consumption in existing building stock
typical const period
typical climate zone
country average
Incl DHW
statistical
estimate
Cooling consumption in existing building stock
typical const period
typical climate zone
country average
statistical
estimate
Electricity consumption in existing building stock
typical const period
typical climate zone
country average
total consumption
building related
statistical
estimate
Thermal insulation in existing buildings
typical const period
typical climate zone
country average
statistical
estimate
U-values
Roofs
Floors
Ext walls
Windows
Other
statistical
estimate
Ventilation losses
typical const period
typical climate zone
country average
statistical
estimate
Additional description
Insulation
Yes
Yes, partly
Yes, estimate
Windows
Yes
Yes, partly
Yes, estimate
Ventilation system
Yes
Yes, partly
Yes, estimate
Ventilation system, air flow rate
Yes
Yes, partly
Yes, estimate
Heating generation and distribution
Yes
Yes, partly
Yes, estimate
Boiler ages
Yes
Yes, partly
Yes, estimate
Boiler technology
Yes
Yes, partly
Yes, estimate
Heat pumps
Yes
Yes, partly
Yes, estimate
RES
Solar DHW
Yes
Yes, partly
Yes, estimate
PV systems
Yes
Yes, partly
Yes, estimate
Control systems
Yes
Yes, partly
Yes, estimate
Cooling, building s with and without
Yes
Yes, partly
Yes, estimate
Lighting
Flourecent
Yes
Yes, partly
Yes, estimate
Electronic ballast
Yes
Yes, partly
Yes, estimate
Tools used to assess the impact …
Measures in existing building stock
Yes, possible to answer
Relevant to ask
Calculation of possible impact?
Yes, possible to answer
Relevant to ask
Which type of tool?
Yes, possible to answer
Relevant to ask
How do you calculate?
Yes, possible to answer
Relevant to ask
How do you register implemented measures?
Yes, possible to answer
Relevant to ask
Will a tool help you?
Yes, possible to answer
Relevant to ask
Do you have any demands on such a tool?
Yes, possible to answer
Relevant to ask
Energy consumption
Heating
Ventilation
Content

## PT
| Residential buildings | [5 empty] | Non residential buildings
| Total | single family houses | attached houses | row houses | multi family houses | other | Total | offices | education | health | hotels etc | farm houses | factories etc | other
Characterisation of existing building stock
# buildings
area / type
in periods
statistical
estimate
Heating comsumption
typical const period
typical climate zone
country average
Incl DHW
statistical
estimate
DHW consumption in existing building stock
typical const period
typical climate zone
country average
Incl DHW
statistical
estimate
Cooling consumption in existing building stock
typical const period
typical climate zone
country average
statistical
estimate
Electricity consumption in existing building stock
typical const period
typical climate zone
country average
total consumption
building related
statistical
estimate
Thermal insulation in existing buildings
typical const period
typical climate zone
country average
statistical
estimate
U-values
Roofs
Floors
Ext walls
Windows
Other
statistical
estimate
Ventilation losses
typical const period
typical climate zone
country average
statistical
estimate
Additional description
Insulation
Yes
Yes, partly
Yes, estimate
Windows
Yes
Yes, partly
Yes, estimate
Ventilation system
Yes
Yes, partly
Yes, estimate
Ventilation system, air flow rate
Yes
Yes, partly
Yes, estimate
Heating generation and distribution
Yes
Yes, partly
Yes, estimate
Boiler ages
Yes
Yes, partly
Yes, estimate
Boiler technology
Yes
Yes, partly
Yes, estimate
Heat pumps
Yes
Yes, partly
Yes, estimate
RES
Solar DHW
Yes
Yes, partly
Yes, estimate
PV systems
Yes
Yes, partly
Yes, estimate
Control systems
Yes
Yes, partly
Yes, estimate
Cooling, building s with and without
Yes
Yes, partly
Yes, estimate
Lighting
Flourecent
Yes
Yes, partly
Yes, estimate
Electronic ballast
Yes
Yes, partly
Yes, estimate
Tools used to assess the impact …
Measures in existing building stock
Yes, possible to answer
Relevant to ask
Calculation of possible impact?
Yes, possible to answer
Relevant to ask
Which type of tool?
Yes, possible to answer
Relevant to ask
How do you calculate?
Yes, possible to answer
Relevant to ask
How do you register implemented measures?
Yes, possible to answer
Relevant to ask
Will a tool help you?
Yes, possible to answer
Relevant to ask
Do you have any demands on such a tool?
Yes, possible to answer
Relevant to ask
Energy consumption
Heating
Ventilation
Content

## SE
| Residential buildings | [5 empty] | Non residential buildings
| Total | single family houses | attached houses | row houses | multi family houses | other | Total | offices | education | health | hotels etc | farm houses | factories etc | other
Characterisation of existing building stock
# buildings
area / type
in periods
statistical
estimate
Heating comsumption
typical const period
typical climate zone
country average
Incl DHW
statistical
estimate
DHW consumption in existing building stock
typical const period
typical climate zone
country average
Incl DHW
statistical
estimate
Cooling consumption in existing building stock
typical const period
typical climate zone
country average
statistical
estimate
Electricity consumption in existing building stock
typical const period
typical climate zone
country average
total consumption
building related
statistical
estimate
Thermal insulation in existing buildings
typical const period
typical climate zone
country average
statistical
estimate
U-values
Roofs
Floors
Ext walls
Windows
Other
statistical
estimate
Ventilation losses
typical const period
typical climate zone
country average
statistical
estimate
Additional description
Insulation
Yes
Yes, partly
Yes, estimate
Windows
Yes
Yes, partly
Yes, estimate
Ventilation system
Yes
Yes, partly
Yes, estimate
Ventilation system, air flow rate
Yes
Yes, partly
Yes, estimate
Heating generation and distribution
Yes
Yes, partly
Yes, estimate
Boiler ages
Yes
Yes, partly
Yes, estimate
Boiler technology
Yes
Yes, partly
Yes, estimate
Heat pumps
Yes
Yes, partly
Yes, estimate
RES
Solar DHW
Yes
Yes, partly
Yes, estimate
PV systems
Yes
Yes, partly
Yes, estimate
Control systems
Yes
Yes, partly
Yes, estimate
Cooling, building s with and without
Yes
Yes, partly
Yes, estimate
Lighting
Flourecent
Yes
Yes, partly
Yes, estimate
Electronic ballast
Yes
Yes, partly
Yes, estimate
Tools used to assess the impact …
Measures in existing building stock
Yes, possible to answer
Relevant to ask
Calculation of possible impact?
Yes, possible to answer
Relevant to ask
Which type of tool?
Yes, possible to answer
Relevant to ask
How do you calculate?
Yes, possible to answer
Relevant to ask
How do you register implemented measures?
Yes, possible to answer
Relevant to ask
Will a tool help you?
Yes, possible to answer
Relevant to ask
Do you have any demands on such a tool?
Yes, possible to answer
Relevant to ask
Energy consumption
Heating
Ventilation
Content

## SK
| Residential buildings | [5 empty] | Non residential buildings
| Total | single family houses | attached houses | row houses | multi family houses | other | Total | offices | education | health | hotels etc | farm houses | factories etc | other
Characterisation of existing building stock
# buildings
area / type
in periods
statistical
estimate
Heating comsumption
typical const period
typical climate zone
country average
Incl DHW
statistical
estimate
DHW consumption in existing building stock
typical const period
typical climate zone
country average
Incl DHW
statistical
estimate
Cooling consumption in existing building stock
typical const period
typical climate zone
country average
statistical
estimate
Electricity consumption in existing building stock
typical const period
typical climate zone
country average
total consumption
building related
statistical
estimate
Thermal insulation in existing buildings
typical const period
typical climate zone
country average
statistical
estimate
U-values
Roofs
Floors
Ext walls
Windows
Other
statistical
estimate
Ventilation losses
typical const period
typical climate zone
country average
statistical
estimate
Additional description
Insulation
Yes
Yes, partly
Yes, estimate
Windows
Yes
Yes, partly
Yes, estimate
Ventilation system
Yes
Yes, partly
Yes, estimate
Ventilation system, air flow rate
Yes
Yes, partly
Yes, estimate
Heating generation and distribution
Yes
Yes, partly
Yes, estimate
Boiler ages
Yes
Yes, partly
Yes, estimate
Boiler technology
Yes
Yes, partly
Yes, estimate
Heat pumps
Yes
Yes, partly
Yes, estimate
RES
Solar DHW
Yes
Yes, partly
Yes, estimate
PV systems
Yes
Yes, partly
Yes, estimate
Control systems
Yes
Yes, partly
Yes, estimate
Cooling, building s with and without
Yes
Yes, partly
Yes, estimate
Lighting
Flourecent
Yes
Yes, partly
Yes, estimate
Electronic ballast
Yes
Yes, partly
Yes, estimate
Tools used to assess the impact …
Measures in existing building stock
Yes, possible to answer
Relevant to ask
Calculation of possible impact?
Yes, possible to answer
Relevant to ask
Which type of tool?
Yes, possible to answer
Relevant to ask
How do you calculate?
Yes, possible to answer
Relevant to ask
How do you register implemented measures?
Yes, possible to answer
Relevant to ask
Will a tool help you?
Yes, possible to answer
Relevant to ask
Do you have any demands on such a tool?
Yes, possible to answer
Relevant to ask
Energy consumption
Heating
Ventilation
Content

## SL
| Residential buildings | [5 empty] | Non residential buildings
| Total | single family houses | attached houses | row houses | multi family houses | other | Total | offices | education | health | hotels etc | farm houses | factories etc | other
Characterisation of existing building stock
# buildings
area / type
in periods
statistical
estimate
Heating comsumption
typical const period
typical climate zone
country average
Incl DHW
statistical
estimate
DHW consumption in existing building stock
typical const period
typical climate zone
country average
Incl DHW
statistical
estimate
Cooling consumption in existing building stock
typical const period
typical climate zone
country average
statistical
estimate
Electricity consumption in existing building stock
typical const period
typical climate zone
country average
total consumption
building related
statistical
estimate
Thermal insulation in existing buildings
typical const period
typical climate zone
country average
statistical
estimate
U-values
Roofs
Floors
Ext walls
Windows
Other
statistical
estimate
Ventilation losses
typical const period
typical climate zone
country average
statistical
estimate
Additional description
Insulation
Yes
Yes, partly
Yes, estimate
Windows
Yes
Yes, partly
Yes, estimate
Ventilation system
Yes
Yes, partly
Yes, estimate
Ventilation system, air flow rate
Yes
Yes, partly
Yes, estimate
Heating generation and distribution
Yes
Yes, partly
Yes, estimate
Boiler ages
Yes
Yes, partly
Yes, estimate
Boiler technology
Yes
Yes, partly
Yes, estimate
Heat pumps
Yes
Yes, partly
Yes, estimate
RES
Solar DHW
Yes
Yes, partly
Yes, estimate
PV systems
Yes
Yes, partly
Yes, estimate
Control systems
Yes
Yes, partly
Yes, estimate
Cooling, building s with and without
Yes
Yes, partly
Yes, estimate
Lighting
Flourecent
Yes
Yes, partly
Yes, estimate
Electronic ballast
Yes
Yes, partly
Yes, estimate
Tools used to assess the impact …
Measures in existing building stock
Yes, possible to answer
Relevant to ask
Calculation of possible impact?
Yes, possible to answer
Relevant to ask
Which type of tool?
Yes, possible to answer
Relevant to ask
How do you calculate?
Yes, possible to answer
Relevant to ask
How do you register implemented measures?
Yes, possible to answer
Relevant to ask
Will a tool help you?
Yes, possible to answer
Relevant to ask
Do you have any demands on such a tool?
Yes, possible to answer
Relevant to ask
Energy consumption
Heating
Ventilation
Content

## UK
| Residential buildings | [5 empty] | Non residential buildings
x | Total | single family houses | attached houses | row houses | multi family houses | other | Total | offices | education | health | hotels etc | farm houses | factories etc | other
Characterisation of existing building stock
# buildings | 1 | 1 | 1 | 1 | 1 |  | 1 | 1 | 1 | 1 | 1 |  | 1 | 1
area / type | [6 empty] | 1 | 1 | 1 | 1 | 1 |  | 1 | 1
in periods | 1 | 1 | 1 | 1 | 1
statistical | 1 | 1 | 1 | 1 | 1 |  | 1 | 1 | 1 | 1 | 1 |  | 1 | 1
estimate
Heating comsumption
typical const period | x | x | x | x | x
typical climate zone
country average | x | x | x | x | x |  | x | x | x | x | x |  | x | x
Incl DHW | x | x | x | x | x
statistical | x | x | x | x | x
estimate
DHW consumption in existing building stock
typical const period
typical climate zone
country average | x | [5 empty] | x | x | x | x | x |  | x | x
Incl DHW
statistical | x | [5 empty] | x | x | x | x | x |  | x | x
estimate
Cooling consumption in existing building stock
typical const period
typical climate zone
country average | [6 empty] | x | x | x | x | x |  | x | x
statistical | [6 empty] | x | x | x | x | x |  | x | x
estimate
Electricity consumption in existing building stock
typical const period
typical climate zone
country average | x | [5 empty] | x | x | x | x | x |  | x | x
total consumption | x | [5 empty] | x | x | x | x | x |  | x | x
building related | x | [5 empty] | x | x | x | x | x |  | x | x
statistical | x | [5 empty] | x | x | x | x | x |  | x | x
estimate | x
Thermal insulation in existing buildings
typical const period | x | x | x | x | x
typical climate zone
country average | x | x | x | x | x
statistical | x | x | x | x | x
estimate
U-values
Roofs | x | x | x | x | x
Floors | x | x | x | x | x
Ext walls | x | x | x | x | x
Windows | x | x | x | x | x
Other
statistical
estimate
Ventilation losses
typical const period
typical climate zone
country average
statistical
estimate
Additional description
Insulation
Yes
Yes, partly | x | [5 empty] | x
Yes, estimate
Windows
Yes | x
Yes, partly | [6 empty] | x
Yes, estimate
Ventilation system
Yes | x | [5 empty] | x
Yes, partly
Yes, estimate
Ventilation system, air flow rate
Yes
Yes, partly | x | [5 empty] | x
Yes, estimate
Heating generation and distribution
Yes | x | [5 empty] | x
Yes, partly
Yes, estimate
Boiler ages
Yes | x
Yes, partly
Yes, estimate | [6 empty] | x
Boiler technology
Yes | x
Yes, partly | [6 empty] | x
Yes, estimate
Heat pumps
Yes
Yes, partly
Yes, estimate | x | [5 empty] | x
RES
Solar DHW
Yes
Yes, partly | x | [5 empty] | x
Yes, estimate
PV systems
Yes
Yes, partly | x | [5 empty] | x
Yes, estimate
Control systems
Yes
Yes, partly
Yes, estimate | x | [5 empty] | x
Cooling, building s with and without
Yes
Yes, partly | [6 empty] | x
Yes, estimate | x
Lighting
Flourecent
Yes
Yes, partly | [6 empty] | x
Yes, estimate | x
Electronic ballast
Yes
Yes, partly
Yes, estimate | x | [5 empty] | x
Tools used to assess the impact …
Measures in existing building stock
Yes, possible to answer | x
Relevant to ask | x
Calculation of possible impact?
Yes, possible to answer | x
Relevant to ask | x
Which type of tool?
Yes, possible to answer | x
Relevant to ask | x
How do you calculate?
Yes, possible to answer | x
Relevant to ask | x
How do you register implemented measures?
Yes, possible to answer | x
Relevant to ask | x
Will a tool help you?
Yes, possible to answer | x
Relevant to ask | x
Do you have any demands on such a tool?
Yes, possible to answer | x
Relevant to ask | x
Energy consumption
Heating
Ventilation
Content

## Summary
| Residential buildings | [5 empty] | Non residential buildings
9 | Total | single family houses | attached houses | row houses | multi family houses | other | Total | offices | education | health | hotels etc | farm houses | factories etc | other
Characterisation of existing building stock
# of buildings | 9 | 7 | 5 | 5 | 7 | 0 | 7 | 6 | 6 | 6 | 6 | 2 | 5 | 1
area / type | 7 | 4 | 3 | 4 | 4 | 0 | 7 | 6 | 6 | 6 | 5 | 1 | 4 | 1
in periods | 8 | 4 | 3 | 3 | 4 | 0 | 4 | 4 | 4 | 4 | 3 | 1 | 3 | 0
statistical | 9 | 7 | 5 | 5 | 7 | 0 | 8 | 7 | 6 | 6 | 7 | 2 | 5 | 1
estimate | 1 | 1 | 0 | 0 | 1 | 0 | 1 | 1 | 2 | 2 | 1 | 0 | 1 | 0
Heating comsumption
typical construction period | 4 | 4 | 3 | 3 | 3 | 0 | 0 | 0 | 0 | 0 | 0 | 0 | 0 | 0
typical climate zone | 0 | 0 | 0 | 0 | 0 | 0 | 0 | 0 | 0 | 0 | 0 | 0 | 0 | 0
country average | 5 | 5 | 3 | 4 | 3 | 0 | 5 | 5 | 5 | 4 | 4 | 0 | 3 | 1
Incl DHW | 4 | 3 | 3 | 3 | 3 | 0 | 3 | 3 | 3 | 2 | 2 | 0 | 2 | 0
statistical | 5 | 5 | 3 | 4 | 3 | 0 | 2 | 2 | 2 | 2 | 2 | 0 | 1 | 0
estimate | 0 | 1 | 0 | 1 | 0 | 0 | 2 | 2 | 2 | 1 | 1 | 0 | 1 | 0
DHW consumption in existing building stock
typical construction period | 0 | 0 | 0 | 0 | 0 | 0 | 0 | 0 | 0 | 0 | 0 | 0 | 0 | 0
typical climate zone | 0 | 0 | 0 | 0 | 0 | 0 | 0 | 0 | 0 | 0 | 0 | 0 | 0 | 0
country average | 4 | 3 | 1 | 2 | 1 | 0 | 3 | 4 | 4 | 4 | 4 | 0 | 2 | 1
Incl DHW | 0 | 0 | 0 | 0 | 0 | 0 | 0 | 0 | 0 | 0 | 0 | 0 | 0 | 0
statistical | 2 | 1 | 0 | 1 | 0 | 0 | 3 | 3 | 3 | 3 | 3 | 0 | 2 | 1
estimate | 2 | 2 | 1 | 1 | 1 | 0 | 0 | 1 | 1 | 1 | 1 | 0 | 0 | 0
Cooling consumption in existing building stock
typical construction period | 0 | 0 | 0 | 0 | 0 | 0 | 0 | 0 | 0 | 0 | 0 | 0 | 0 | 0
typical climate zone | 0 | 0 | 0 | 0 | 0 | 0 | 0 | 0 | 0 | 0 | 0 | 0 | 0 | 0
country average | 2 | 1 | 1 | 1 | 1 | 0 | 4 | 3 | 3 | 3 | 3 | 0 | 2 | 2
Incl DHW | 0 | 0 | 0 | 0 | 0 | 0 | 2 | 2 | 2 | 2 | 2 | 0 | 2 | 1
statistical | 2 | 1 | 1 | 1 | 1 | 0 | 2 | 1 | 1 | 1 | 1 | 0 | 0 | 1
estimate | 0 | 0 | 0 | 0 | 0 | 0 | 0 | 0 | 0 | 0 | 0 | 0 | 0 | 0
Electricity consumption in existing building stock
typical construction period | 0 | 0 | 0 | 0 | 0 | 0 | 0 | 0 | 0 | 0 | 0 | 0 | 0 | 0
typical climate zone | 4 | 2 | 0 | 1 | 0 | 0 | 4 | 4 | 5 | 4 | 4 | 0 | 2 | 2
country average | 3 | 1 | 0 | 1 | 0 | 0 | 5 | 4 | 4 | 4 | 4 | 0 | 2 | 2
total consumption | 1 | 1 | 0 | 1 | 0 | 0 | 2 | 2 | 2 | 2 | 2 | 0 | 1 | 2
building related | 4 | 2 | 0 | 1 | 0 | 0 | 4 | 4 | 4 | 4 | 3 | 0 | 2 | 1
statistical | 1 | 0 | 0 | 0 | 0 | 0 | 1 | 1 | 2 | 1 | 2 | 0 | 0 | 1
estimate | 0 | 0 | 0 | 0 | 0 | 0 | 0 | 0 | 0 | 0 | 0 | 0 | 0 | 0
Thermal insulation in existing buildings
typical construction period | 1 | 1 | 1 | 1 | 1 | 0 | 1 | 1 | 1 | 1 | 1 | 1 | 1 | 0
typical climate zone | 4 | 2 | 2 | 2 | 2 | 0 | 3 | 2 | 2 | 2 | 2 | 1 | 2 | 0
country average | 2 | 2 | 2 | 2 | 2 | 0 | 0 | 1 | 1 | 1 | 1 | 0 | 1 | 0
statistical | 3 | 1 | 1 | 1 | 1 | 0 | 3 | 2 | 2 | 2 | 2 | 1 | 1 | 0
estimate | 0 | 0 | 0 | 0 | 0 | 0 | 0 | 0 | 0 | 0 | 0 | 0 | 0 | 0
U-values
Roofs | 5 | 3 | 3 | 3 | 3 | 1 | 3 | 1 | 1 | 1 | 1 | 1 | 1 | 0
Floors | 5 | 3 | 3 | 3 | 3 | 1 | 3 | 2 | 2 | 2 | 2 | 1 | 1 | 0
External walls | 5 | 3 | 3 | 3 | 3 | 1 | 2 | 2 | 2 | 2 | 2 | 1 | 1 | 0
Windows | 1 | 1 | 1 | 1 | 1 | 1 | 0 | 0 | 0 | 0 | 0 | 0 | 0 | 0
Other | 1 | 1 | 1 | 1 | 1 | 1 | 0 | 0 | 0 | 0 | 0 | 0 | 0 | 0
statistical | 2 | 0 | 0 | 0 | 0 | 0 | 2 | 1 | 1 | 1 | 1 | 0 | 0 | 0
estimate | 0 | 0 | 0 | 0 | 0 | 0 | 0 | 0 | 0 | 0 | 0 | 0 | 0 | 0
Ventilation losses
typical construction period | 0 | 0 | 0 | 0 | 0 | 0 | 0 | 0 | 0 | 0 | 0 | 0 | 0 | 0
typical climate zone | 2 | 1 | 1 | 1 | 1 | 0 | 0 | 0 | 0 | 0 | 0 | 0 | 0 | 0
country average | 0 | 0 | 0 | 0 | 0 | 0 | 0 | 0 | 0 | 0 | 0 | 0 | 0 | 0
statistical | 2 | 1 | 1 | 1 | 1 | 0 | 0 | 0 | 0 | 0 | 0 | 0 | 0 | 0
estimate | 0 | 0 | 0 | 0 | 0 | 0 | 0 | 0 | 0 | 0 | 0 | 0 | 0 | 0
Additional description
Insulation | 3 | No |  |  |  |  | 6 | No
Yes | 1 | Yes |  |  |  |  | 0 | Yes
Yes, partly | 3 | Yes, partly |  |  |  |  | 2 | Yes, partly
Yes, estimate | 2 | Yes, estimate |  |  |  |  | 1 | Yes, estimate
Windows | 2 | No |  |  |  |  | 4 | No
Yes | 2 | Yes |  |  |  |  | 0 | Yes
Yes, partly | 2 | Yes, partly |  |  |  |  | 1 | Yes, partly
Yes, estimate | 3 | Yes, estimate |  |  |  |  | 4 | Yes, estimate
Ventilation system | 4 | No |  |  |  |  | 5 | No
Yes | 1 | Yes |  |  |  |  | 1 | Yes
Yes, partly | 0 | Yes, partly |  |  |  |  | 0 | Yes, partly
Yes, estimate | 4 | Yes, estimate |  |  |  |  | 3 | Yes, estimate
Ventilation system, air flow rate | 6 | No |  |  |  |  | 7 | No
Yes | 1 | Yes |  |  |  |  | 0 | Yes
Yes, partly | 1 | Yes, partly |  |  |  |  | 1 | Yes, partly
Yes, estimate | 1 | Yes, estimate |  |  |  |  | 1 | Yes, estimate
Heating generation and distribution | 2 | No |  |  |  |  | 2 | No
Yes | 3 | Yes |  |  |  |  | 2 | Yes
Yes, partly | 4 | Yes, partly |  |  |  |  | 3 | Yes, partly
Yes, estimate | 0 | Yes, estimate |  |  |  |  | 2 | Yes, estimate
Boiler ages | 4 | No |  |  |  |  | 6 | No
Yes | 2 | Yes |  |  |  |  | 0 | Yes
Yes, partly | 1 | Yes, partly |  |  |  |  | 0 | Yes, partly
Yes, estimate | 2 | Yes, estimate |  |  |  |  | 3 | Yes, estimate
Boiler technology | 6 | No |  |  |  |  | 5 | No
Yes | 1 | Yes |  |  |  |  | 0 | Yes
Yes, partly | 0 | Yes, partly |  |  |  |  | 2 | Yes, partly
Yes, estimate | 2 | Yes, estimate |  |  |  |  | 2 | Yes, estimate
Heat pumps | 7 | No |  |  |  |  | 7 | No
Yes | 0 | Yes |  |  |  |  | 0 | Yes
Yes, partly | 0 | Yes, partly |  |  |  |  | 0 | Yes, partly
Yes, estimate | 2 | Yes, estimate |  |  |  |  | 2 | Yes, estimate
RES
Solar DHW | 4 | No |  |  |  |  | 5 | No
Yes | 1 | Yes |  |  |  |  | 0 | Yes
Yes, partly | 3 | Yes, partly |  |  |  |  | 2 | Yes, partly
Yes, estimate | 1 | Yes, estimate |  |  |  |  | 2 | Yes, estimate
PV systems | 4 | No |  |  |  |  | 4 | No
Yes | 1 | Yes |  |  |  |  | 0 | Yes
Yes, partly | 2 | Yes, partly |  |  |  |  | 2 | Yes, partly
Yes, estimate | 2 | Yes, estimate |  |  |  |  | 3 | Yes, estimate
Control systems | 5 | No |  |  |  |  | 3 | No
Yes | 0 | Yes |  |  |  |  | 0 | Yes
Yes, partly | 1 | Yes, partly |  |  |  |  | 2 | Yes, partly
Yes, estimate | 3 | Yes, estimate |  |  |  |  | 4 | Yes, estimate
Cooling, buildings with and without | 4 | No |  |  |  |  | 3 | No
Yes | 0 | Yes |  |  |  |  | 0 | Yes
Yes, partly | 1 | Yes, partly |  |  |  |  | 3 | Yes, partly
Yes, estimate | 4 | Yes, estimate |  |  |  |  | 3 | Yes, estimate
Lighting
Flourecent | 4 | No |  |  |  |  | 2 | No
Yes | 0 | Yes |  |  |  |  | 1 | Yes
Yes, partly | 1 | Yes, partly |  |  |  |  | 3 | Yes, partly
Yes, estimate | 4 | Yes, estimate |  |  |  |  | 3 | Yes, estimate
Electronic ballast | 5 | No |  |  |  |  | 3 | No
Yes | 0 | Yes |  |  |  |  | 1 | Yes
Yes, partly | 1 | Yes, partly |  |  |  |  | 1 | Yes, partly
Yes, estimate | 3 | Yes, estimate |  |  |  |  | 4 | Yes, estimate
Tools used to assess the impact …
Measures in existing building stock | 4 | No, not possible to answer
Yes, possible to answer | 5 | Yes, possible to answer
Relevant to ask | 5 | Relevant to ask
Calculation of possible impact? | 3
Yes, possible to answer | 6
Relevant to ask | 4
Which type of tool? | 2
Yes, possible to answer | 7
Relevant to ask | 4
How do you calculate? | 5
Yes, possible to answer | 4
Relevant to ask | 5
How do you register implemented measures? | 6
Yes, possible to answer | 3
Relevant to ask | 7
Will a tool help you? | 3
Yes, possible to answer | 6
Relevant to ask | 4
Do you have any demands on such a tool? | 4
Yes, possible to answer | 5
Relevant to ask | 5
Energy consumption
Heating
Ventilation
Note on A2: Kim B. Wittchen: Number of filled in answers to questionnaires.
Content

## Graphics
Characterisation of existing building stock
Heating comsumption
DHW consumption in existing building stock
Cooling consumption in existing building stock
Electricity consumption in existing building stock
Thermal insulation in existing buildings
U-values
Ventilation losses
Additional description
Insulation
Windows
Ventilation system
Ventilation system, air flow rate
Heating generation and distribution
Boiler ages
Boiler technology
Heat pumps
Renewable energy sources
Solar DHW
PV systems
Control systems
Cooling, buildings with and without
Lighting
Flourecent
Electronic ballast
Tools used to assess the impact …
Measures in existing building stock
Calculation of possible impact?
Which type of tool?
How do you calculate?
How do you register implemented measures?
Will a tool help you?
Do you have any demands on such a tool?
<<< Content
Top á |  | Can you provide number and area of buildings divided into the different type of use?
<<< Content
Top á |  | Can you provide information about heating consumption for the different building types?
<<< Content
Top á |  | Can you provide information about energy for domestic hot water consumption for the different building types?
<<< Content
Top á |  | Can you provide information about energy consumption for cooling in the different building types?
<<< Content
Top á |  | Can you provide information about electricity consumption in the different building types?
<<< Content
Top á |  | Can you provide information about the thermal insulation level in the different building types?
<<< Content
Top á |  | Can you provide information about the thermal insulation level (U-values) in the different building types?
<<< Content
Top á |  | Can you provide information about the ventilation heat loss in the different building types?
<<< Content |  | Do you have alternative statistics than U-values on information regarding the insulation levels?
Top á |  | (e.g. typology of walls, floor, roof, percentage of cavity walls insulated, etc.)
<<< Content
Top á |  | Can you give the statistical % of windows with simple glazing/ double-glazing / double glazing with low e coating / triple glazing?
<<< Content
Top á |  | Can you give the statistical on the typology of ventilation system?
<<< Content
Top á |  | Can you give the statistical on the assessment of airflow rates?
<<< Content
Top á |  | Can you give the statistical % of different heating systems: boiler, district heating etc.?
<<< Content
Top á |  | Can you give the statistical % of different boiler ages?
<<< Content
Top á |  | Can you give the statistical % on different boiler technologies?
<<< Content
Top á |  | Can you give the statistical % of heat pumps?
<<< Content
Top á |  | Can you give the statistical % of solar domestic hot water systems?
<<< Content
Top á |  | Can you give the statistical % of PV systems?
<<< Content |  | Can you give the statistical % of automatic control: room control e.g. thermostatic valves, simple control
Top á |  | e.g. supply temperature or advanced control e.g. BEMS?
<<< Content
Top á |  | Can you give the statistical % on buildings with/without cooling?
<<< Content
Top á |  | Can you give the statistical % on the use of compact fluorescent lamps?
<<< Content
Top á |  | Can you give the statistical % on the use of electronic ballast?
<<< Content
Top á | Measures in existing building stock |  | When you define a measure regarding existing buildings how do you take into account the information on the building stock to define it?
<<< Content
Top á | Calculation of possible impact? |  | When planning a measure do you perform calculation of its potential impact?
<<< Content
Top á | Which type of tool? |  | Which type of tool do you use to assess the impact?
<<< Content
Top á | How do you calculate? |  | How do you calculate the impact on the building stock? E.g.: what will be the impact if all simple glazing was replaced by double-glazing?
<<< Content
Top á | How do you register implemented measures? |  | How do register the number of building in which the measure is actually implemented?
<<< Content
Top á | Will a tool help you? |  | Will a tool to facilitate your work to assess the impact of measures be a help?
<<< Content
Top á | Do you have any demands on such a tool? |  | Do you have any demands to the function in such a tool?
<<< Content
Top á
The bars shows the number of positive answers to any given question regarding residential (Res) and non-residential (NR) buildings.
Content

## MS
Country | abreviation
Austria | at
Belgium | be
Cech rep. | cs
Cyprus | cy
Germany | de
Denmark | dk
Spain | es
Estonia | et
Finland | fi
France | fr
Greece | gr
Hungary | hu
Ireland | ie
Italy | it
Liutuenia | lt
Luxemburg | lu
Latvia | lv
Malta | mt
Netherlands | nl
Poland | pl
Portugal | pt
Sweden | se
Slovakia | sk
Slovenia | sl
United Kingdoms | uk
Content